{"text_format":"1","workbook":"xlsx","n_sheets":26,"sheets":["Instructions","Loading","Dilution","Dilution_Iterations","Dilution Results Summary","Dilution Results Detailed","Results","Subbasin1","Subbasin2","Subbasin3","Subbasin4","Subbasin5","RegionMap","Additional_Gauges","Saved_Dilution_Inputs","Saved_Dilution_Concentrations","Saved_RivPlum_Inputs","Saved_Outfall_Settings","Outfall_Settings","Puget East","Puget West","Vancouver","Annual_Runoff_Volume","Water Quality","Ref","Bin Settings"],"not_rendered":{"charts":1,"images":23,"macros":1,"external_links":0,"defined_names":60,"comments":1,"pivot_tables":0},"unopened":[],"bounds":{"document_bytes":16777216,"sheet_cells":100000,"rows_first":2000,"rows_last":500,"rows_between":2000,"halvings":0,"cell_chars":16384,"cell_head_chars":4096},"cells_cut":0,"cells_raw":0,"read":"whole","date_system":"1900"}

{"sheet":"Instructions","index":0,"n_rows":41,"n_cols":2,"rows_kept":41,"cut":false,"hidden":false,"merged":[[2,1,4,21],[40,1,43,21]]}
[]
[]
[null,"1.  In order for HI-RUN to work, Excel must be set to enable macros.   Upon opening Excel if macros are not enabled you \n   will see a warning across the top of the screen as shown below.  Click on the Options button."]
[]
[]
[]
[]
[]
[]
[]
[]
[]
[]
[]
[]
[]
[]
[]
[]
[]
[]
[]
[]
[]
[]
[]
[]
[]
[]
[]
[]
[]
[]
[]
[]
[]
[]
[]
[]
[]
[null,"2.  After clicking the options button, the window below will appear.  Click on Enable this content.  \n     You will need to this every time you open HI-RUN unless you choose to enable macros by default."]

{"sheet":"Loading","index":1,"n_rows":61,"n_cols":12,"rows_kept":61,"cut":false,"hidden":false,"merged":[[45,1,49,1],[28,11,40,15],[45,11,57,15],[50,1,54,1],[43,9,44,9],[43,4,43,8],[42,1,42,9],[28,1,32,1],[33,1,37,1],[16,11,17,18],[7,1,7,9],[11,11,11,18],[26,4,26,8],[26,9,27,9],[9,3,9,5],[25,1,25,9]]}
["Highway Runoff Dilution and Loading model (HI-RUN) Version 2.0 For Excel 2007"]
["This model is for stormwater analysis associated with biological assessments, and is not a design tool."]
[]
[]
[]
[]
["Data Inputs - End-of-Pipe Loading Subroutine"]
[null,"Description: This model provides risk-based predictions of stormwater quality at the outfall and Threshold Discharge Area (TDA) scale.  The Highway Runoff Manual provides a thorough discussion of TDA delineation specific to transportation drainage systems.  The analysis of water quality concentrations is conducted at a subbasin scale, with subbasins being divisions of TDAs that have discrete discharge points in the receiving water.  If a TDA has only one discharge point, data need only be entered under Subbasin 1.  The analysis of pollutant loadings is done at the TDA scale only.  Water quality parameters analyzed by this tool are Total Suspended Solids (TSS), Total Copper (TCu), Dissolved Copper (DCu), Total Zinc (TZn), and Dissolved Zinc (DZn)."]
[]
[null,null,"Project/TDA ID:",null,null,null,null,null,null,null,null,"Step 1: Identify the project location by State Route (SR) and Milepost (MP) of outfall"]
[]
[null,null,"Precipitation Timeseries:",null,null,null,null,null,null,null,null,"Step 2: Select the timeseries (from MGS-Flood) that most closely represents the project location.  To determine which timeseries corresponds to the project location click on the View Region Map button."]
[]
[null,null,null,"Water Quality Parameters",null,"  Month"]
[null,null,null,null,null,null,null,null,null,null,null,"Step 3: Select water quality parameters to model, hold down Ctrl key to select multiple options"]
[]
[null,null,null,null,null,null,null,null,null,null,null,"Step 4: Select month(s) to model, hold down Ctrl key to select multiple options.  To select all the months, click on January and drag the mouse down to December, so that all the months are highlighted."]
[]
[]
[]
[]
[]
[]
[]
[]
[null,"TDA Information - Baseline Conditions"]
[null,null,null,null,"Subbasin Area (acres)",null,null,null,null,"TDA Impervious Area\n(acres)"]
[null,"Treatment Type",null,"Level of Incidental Infiltration (%)",1,2,3,4,5]
[null,"Basic ",null,0,null,null,null,null,null,{"$f":"SUM(E29:I29)","v":0},null,"Step 5: Define the baseline roadway drainage configuration by subbasin.  For each subbasin, enter the number of acres of impervious area are treated by basic treatment BMPs (wet pond, biofiltration swale, vegetated filter strip), enhanced treatment BMPs (media filter drain, compost amended filter strip), or untreated.  For each area treated by BMPs, determine the degree of incidental infiltration that can be reasonably assumed (if any) and enter the areas in the corresponding row."]
[null,null,null,20,null,null,null,null,null,{"$f":"SUM(E30:I30)","v":0}]
[null,null,null,40,null,null,null,null,null,0]
[null,null,null,60,null,null,null,null,null,0]
[null,null,null,80,null,null,null,null,null,0]
[null,"Enhanced",null,0,null,null,null,null,null,0]
[null,null,null,20,null,null,null,null,null,0]
[null,null,null,40,null,null,null,null,null,0]
[null,null,null,60,null,null,null,null,null,0]
[null,null,null,80,null,null,null,null,null,0]
[null,"      Infiltration BMP",null,100,null,null,null,null,null,0]
[null,"None",null,0,null,null,null,null,null,0]
[null,"Total",null,null,{"$f":"SUM(E29:E40)","v":0},{"$f":"SUM(F29:F40)","v":0},{"$f":"SUM(G29:G40)","v":0},{"$f":"SUM(H29:H40)","v":0},{"$f":"SUM(I29:I40)","v":0},{"$f":"SUM(E41:I41)","v":0}]
[]
[null,"TDA Information - Proposed Conditions"]
[null,null,null,null,"Subbasin Area (acres)",null,null,null,null,"TDA Impervious Area\n(acres)"]
[null,"Treatment Type",null,"Level of Incidental Infiltration (%)",1,2,3,4,5]
[null,"Basic",null,0,null,null,null,null,null,{"$f":"SUM(E46:I46)","v":0},null,"Step 6: Define the proposed roadway drainage configuration by subbasin.  For each subbasin, enter the number of acres of impervious area are treated by basic treatment BMPs (wet pond, biofiltration swale, vegetated filter strip), enhanced treatment BMPs (media filter drain, compost amended filter strip), or untreated.  For each area treated by BMPs, determine the degree of incidental infiltration that can be reasonably assumed (if any) and enter the areas in the corresponding row."]
[null,null,null,20,null,null,null,null,null,{"$f":"SUM(E47:I47)","v":0}]
[null,null,null,40,null,null,null,null,null,0]
[null,null,null,60,null,null,null,null,null,0]
[null,null,null,80,null,null,null,null,null,0]
[null,"Enhanced",null,0,null,null,null,null,null,0]
[null,null,null,20,null,null,null,null,null,0]
[null,null,null,40,null,null,null,null,null,0]
[null,null,null,60,null,null,null,null,null,0]
[null,null,null,80,null,null,null,null,null,0]
[null,"     Infiltration BMP",null,100,null,null,null,null,null,0]
[null,"None",null,0,null,null,null,null,null,0]
[null,"Total",null,null,{"$f":"SUM(E46:E57)","v":0},{"$f":"SUM(F46:F57)","v":0},{"$f":"SUM(G46:G57)","v":0},{"$f":"SUM(H46:H57)","v":0},{"$f":"SUM(I46:I57)","v":0},{"$f":"SUM(E58:I58)","v":0}]
[]
[]
[null,"Last Revision Date: October 30, 2014"]

{"sheet":"Dilution","index":2,"n_rows":85,"n_cols":18,"rows_kept":85,"cut":false,"hidden":false,"merged":[[45,2,45,5],[76,2,76,5],[46,2,46,5],[47,2,47,5],[33,2,33,5],[80,2,80,5],[48,2,48,5],[50,2,50,5],[61,2,61,5],[62,2,62,5],[78,2,78,5],[77,2,77,5],[69,7,73,11],[54,7,58,11],[63,2,63,5],[65,2,65,5],[9,7,13,11],[39,7,43,11],[24,7,28,11],[17,2,17,5],[15,2,15,5],[16,2,16,5],[18,2,18,5],[20,2,20,5],[30,2,30,5],[35,2,35,5],[31,2,31,5],[32,2,32,5]]}
[null,{"$f":"Loading!A1","v":"Highway Runoff Dilution and Loading model (HI-RUN) Version 2.0 For Excel 2007"}]
[]
[]
[]
[]
[null,"Inputs for Receiving Water Dilution Subroutine"]
[null,"Dilution subroutine analysis is only conducted on pollutants that have an established biological effects threshold (dissolved copper and zinc)"]
[null,"Subbasin 1"]
[null,null,null,null,"Background Concentration (mg/L)",null,null,"Enter short description of simulation (optional)"]
[null,null,"TSS"]
[null,null,"Copper - Total"]
[null,null,"Zinc - Total"]
[null,null,"Copper -Dissolved"]
[null,null,"Zinc - Dissolved"]
[]
[null,null,null,null,null,null,"January","February","March","April","May","June","July","August","September","October","November","December"]
[null,null,"Stream Depth (ft)"]
[null,null,"Stream Velocity (fps)"]
[null,null,"Channel Width (ft)"]
[]
[null,null,"Discharge Distance into Water Body From Nearest Shoreline (ft)"]
[]
[null,"Subbasin 2"]
[null,null,null,null,"Background Concentration (mg/L)",null,null,"Enter short description of simulation (optional)"]
[null,null,"TSS"]
[null,null,"Copper - Total"]
[null,null,"Zinc - Total"]
[null,null,"Copper -Dissolved"]
[null,null,"Zinc - Dissolved"]
[]
[null,null,null,null,null,null,"January","February","March","April","May","June","July","August","September","October","November","December"]
[null,null,"Stream Depth (ft)"]
[null,null,"Stream Velocity (fps)"]
[null,null,"Channel Width (ft)"]
[]
[null,null,"Discharge Distance into Water Body From Nearest Shoreline (ft)"]
[]
[null,"Subbasin 3"]
[null,null,null,null,"Background Concentration (mg/L)",null,null,"Enter short description of simulation (optional)"]
[null,null,"TSS"]
[null,null,"Copper - Total"]
[null,null,"Zinc - Total"]
[null,null,"Copper -Dissolved"]
[null,null,"Zinc - Dissolved"]
[]
[null,null,null,null,null,null,"January","February","March","April","May","June","July","August","September","October","November","December"]
[null,null,"Stream Depth (ft)"]
[null,null,"Stream Velocity (fps)"]
[null,null,"Channel Width (ft)"]
[]
[null,null,"Discharge Distance into Water Body From Nearest Shoreline (ft)"]
[]
[null,"Subbasin 4"]
[null,null,null,null,"Background Concentration (mg/L)",null,null,"Enter short description of simulation (optional)"]
[null,null,"TSS"]
[null,null,"Copper - Total"]
[null,null,"Zinc - Total"]
[null,null,"Copper -Dissolved"]
[null,null,"Zinc - Dissolved"]
[]
[null,null,null,null,null,null,"January","February","March","April","May","June","July","August","September","October","November","December"]
[null,null,"Stream Depth (ft):"]
[null,null,"Stream Velocity (fps):"]
[null,null,"Channel Width (ft):"]
[]
[null,null,"Discharge Distance into Water Body From Nearest Shoreline (ft):"]
[]
[null,"Subbasin 5"]
[null,null,null,null,"Background Concentration (mg/L)",null,null,"Enter short description of simulation (optional)"]
[null,null,"TSS"]
[null,null,"Copper - Total"]
[null,null,"Zinc - Total"]
[null,null,"Copper -Dissolved"]
[null,null,"Zinc - Dissolved"]
[]
[null,null,null,null,null,null,"January","February","March","April","May","June","July","August","September","October","November","December"]
[null,null,"Stream Depth (ft):"]
[null,null,"Stream Velocity (fps):"]
[null,null,"Channel Width (ft):"]
[]
[null,null,"Discharge Distance into Water Body From Nearest Shoreline (ft):"]
[]
[]
[]
[null,{"$f":"Loading!B61","v":"Last Revision Date: October 30, 2014"}]

{"sheet":"Dilution_Iterations","index":3,"n_rows":45,"n_cols":21,"rows_kept":45,"cut":false,"hidden":true,"merged":[[44,3,46,14],[8,0,8,2],[9,0,9,2],[1,0,1,2],[2,0,2,2],[3,0,3,2],[4,0,4,2],[5,0,5,2],[6,0,6,2],[7,0,7,2]]}
[]
["Sub Basin",null,null,1,null,null,null,{"$f":"D3 & \" - \" & D5 & \" - \" & D11 & \" Iteration - \" & D12","v":"Dissolved Copper - January - Proposed Iteration - 1"}]
["Water Quality Parameter",null,null,"Dissolved Copper"]
["Background Concentration (mg/L)",null,null,1E-4]
["Month",null,null,"January"]
["Stream Depth (ft)",null,null,1]
["Stream Velocity (fps)",null,null,0.5]
["Channel Width (ft)",null,null,3]
["Slope/Roughness",null,null,1E-3]
["Discharge Distance (ft)",null,null,0]
[null,null,"Condition","Proposed"]
[null,null,"iteration #",1]
[]
[]
["Downstream Distance","Exceedance Probability",null,null,null,null,null,null,null,null,null,null,null,null,null,null,null,"Parameter","Condition","Month","Distance (ft)"]
[100,1.4000000432133675E-2,null,null,null,null,null,null,null,null,null,null,null,null,null,null,null,"Dissolved Copper","January","baseline",3]
[]
[]
[]
[]
[]
[]
[]
[]
[]
[]
[]
[]
[]
[]
[]
[]
[]
[]
[]
[]
[]
[]
[]
[]
[]
[]
[]
[]
[null,null,null,"Running Dilution Model 2 of 4"]

{"sheet":"Dilution Results Summary","index":4,"n_rows":31,"n_cols":15,"rows_kept":31,"cut":false,"hidden":true,"merged":[[2,1,17,8],[27,1,28,1],[29,1,30,1],[25,1,26,14],[20,1,20,2],[21,1,21,2],[22,1,22,2],[24,1,24,2],[23,1,23,2]]}
[null,"Highway Runoff Dilution Summary Results"]
[]
[null,"Project: test\nPrecipitation Series: Puget West 32\nDescription: \n--------------------------------------------------------------------------------------------\nBackground Concentrations (mg/L)\n               Dissolved Copper: 0.0001\n               Dissolved Zinc: 0.0005\n--------------------------------------------------------------------------------------------\n               Baseline Conditions: 30 acres\n                              Basic Treatment Infiltration 0% - 30 acres\n\n               Proposed Conditions: 30 acres\n                              Basic Treatment Infiltration 40% - 30 acres\n"]
[]
[]
[]
[]
[]
[]
[]
[]
[]
[]
[]
[]
[]
[]
[]
[]
[null,null,null,"Jan","Feb","Mar","Apr ","May","Jun","Jul","Aug","Sep","Oct","Nov","Dec"]
[null,"Depth (ft)",null,null,null,null,null,null,null,null,null,1]
[null,"Velocity (fps)",null,null,null,null,null,null,null,null,null,0.5]
[null,"Width (ft)",null,null,null,null,null,null,null,null,null,7]
[null,"Slope",null,null,null,null,null,null,null,null,null,9.9999997473787516E-5]
[null,"Discharge Distance (ft)",null,null,null,null,null,null,null,null,null,0]
[null,"Distance Downstream in feet to Meet Biological Threshold"]
[]
[null,"Dissolved Copper","Baseline",null,null,null,null,null,null,null,null,11]
[null,null,"Proposed",null,null,null,null,null,null,null,null,3]
[null,"Dissolved Zinc","Baseline",null,null,null,null,null,null,null,null,42]
[null,null,"Proposed",null,null,null,null,null,null,null,null,13]

{"sheet":"Dilution Results Detailed","index":5,"n_rows":44,"n_cols":21,"rows_kept":44,"cut":false,"hidden":true,"merged":[[4,0,7,0],[15,0,18,0],[26,0,29,0],[37,0,40,0]]}
[null,"Highway Runoff Dilution Detailed Results"]
[]
[]
["Dissolved Copper - September probability of occurrence for baseline conditions downstream distance = 11 feet"]
["Conc. (mg/L)",null,"Baseline Conditions",null,null,null,null,null,null,null,null,null,"Proposed Conditions"]
[null,"> 0.0021",{"$f":"SUM(D6:K6)","v":4.7199999999999999E-2},5.4999999999999997E-3,1.5699999999999999E-2,1.67E-2,7.6E-3,1.6000000000000001E-3,1E-4,0,0,"> 0.0021",{"$f":"SUM(N6:U6)","v":2.5000000000000001E-2},6.0000000000000001E-3,9.5999999999999992E-3,6.7000000000000002E-3,2.3E-3,4.0000000000000002E-4,0,0,0]
[null,"0.0001 - 0.0021",{"$f":"SUM(D7:K7)","v":0.95269999999999999},0.11119999999999999,0.31640000000000001,0.33760000000000001,0.1527,3.2099999999999997E-2,2.5999999999999999E-3,1E-4,0,"0.0001 - 0.0021",{"$f":"SUM(N7:U7)","v":0.97519999999999973},0.23599999999999999,0.3735,0.26069999999999999,8.8099999999999998E-2,1.5599999999999999E-2,1.1999999999999999E-3,1E-4,0]
[null,"0 - 0.0001",{"$f":"SUM(D8:K8)","v":0},0,0,0,0,0,0,0,0,"0 - 0.0001",{"$f":"SUM(N8:U8)","v":0},0,0,0,0,0,0,0,0]
[null,null,null,0.1167,0.33210000000000001,0.3543,0.1603,3.3599999999999998E-2,2.7000000000000001E-3,1E-4,0,null,null,0.24199999999999999,0.38300000000000001,0.26729999999999998,9.0300000000000005E-2,1.6E-2,1.1999999999999999E-3,1E-4,0]
[null,null,null,"0 - 3","3 - 6","6 - 12","12 - 24","24 - 48","48 - 96","96 - 192",">192",null,null,"0 - 3","3 - 6","6 - 12","12 - 24","24 - 48","48 - 96","96 - 192",">192"]
[null,"Discharge Duration (hrs)"]
[]
[]
[]
["Dissolved Copper - September probability of occurrence for proposed conditions downstream distance = 3 feet"]
[null,null,"Baseline Conditions",null,null,null,null,null,null,null,null,null,"Proposed Conditions"]
[null,"> 0.0021",{"$f":"SUM(D17:K17)","v":9.2800000000000007E-2},1.0999999999999999E-2,3.0800000000000001E-2,3.27E-2,1.49E-2,3.0999999999999999E-3,2.9999999999999997E-4,0,0,"> 0.0021",{"$f":"SUM(N17:U17)","v":4.9500000000000009E-2},1.2E-2,1.9E-2,1.32E-2,4.4000000000000003E-3,8.0000000000000004E-4,1E-4,0,0]
[null,"0.0001 - 0.0021",{"$f":"SUM(D18:K18)","v":0.90739999999999987},0.1075,0.30120000000000002,0.31979999999999997,0.14549999999999999,3.04E-2,2.8999999999999998E-3,1E-4,0,"0.0001 - 0.0021",{"$f":"SUM(N18:U18)","v":0.9504999999999999},0.23080000000000001,0.36480000000000001,0.25330000000000003,8.5000000000000006E-2,1.52E-2,1.2999999999999999E-3,1E-4,0]
[null,"0 - 0.0001",{"$f":"SUM(D19:K19)","v":0},0,0,0,0,0,0,0,0,"0 - 0.0001",{"$f":"SUM(N19:U19)","v":0},0,0,0,0,0,0,0,0]
[null,null,null,0.11849999999999999,0.33200000000000002,0.35249999999999998,0.16039999999999999,3.3500000000000002E-2,3.2000000000000002E-3,1E-4,0,null,null,0.2429,0.38379999999999997,0.26650000000000001,8.9399999999999993E-2,1.6E-2,1.4E-3,1E-4,0]
[null,null,null,"0 - 3","3 - 6","6 - 12","12 - 24","24 - 48","48 - 96","96 - 192",">192",null,null,"0 - 3","3 - 6","6 - 12","12 - 24","24 - 48","48 - 96","96 - 192",">192"]
[null,"Discharge Duration (hrs)"]
[]
[]
[]
["Dissolved Zinc - September probability of occurrence for baseline conditions downstream distance = 42 feet"]
["Conc. (mg/L)",null,"Baseline Conditions",null,null,null,null,null,null,null,null,null,"Proposed Conditions"]
[null,"> 0.0061",{"$f":"SUM(D28:K28)","v":4.9200000000000001E-2},5.7000000000000002E-3,1.6400000000000001E-2,1.7299999999999999E-2,8.0000000000000002E-3,1.6000000000000001E-3,2.0000000000000001E-4,0,0,"> 0.0061",{"$f":"SUM(N28:U28)","v":2.58E-2},6.3E-3,9.9000000000000008E-3,6.8999999999999999E-3,2.3E-3,4.0000000000000002E-4,0,0,0]
[null,"0.0005 - 0.0061",{"$f":"SUM(D29:K29)","v":0.95069999999999999},0.11070000000000001,0.31630000000000003,0.33489999999999998,0.15459999999999999,3.1E-2,3.0999999999999999E-3,1E-4,0,"0.0005 - 0.0061",{"$f":"SUM(N29:U29)","v":0.97409999999999997},0.23810000000000001,0.37369999999999998,0.26040000000000002,8.5800000000000001E-2,1.4500000000000001E-2,1.5E-3,1E-4,0]
[null,"0 - 0.0005",{"$f":"SUM(D30:K30)","v":0},0,0,0,0,0,0,0,0,"0 - 0.0005",{"$f":"SUM(N30:U30)","v":0},0,0,0,0,0,0,0,0]
[null,null,null,0.1164,0.3327,0.35220000000000001,0.16259999999999999,3.27E-2,3.3E-3,1E-4,0,null,null,0.24440000000000001,0.38369999999999999,0.26729999999999998,8.8099999999999998E-2,1.49E-2,1.5E-3,1E-4,0]
[null,null,null,"0 - 3","3 - 6","6 - 12","12 - 24","24 - 48","48 - 96","96 - 192",">192",null,null,"0 - 3","3 - 6","6 - 12","12 - 24","24 - 48","48 - 96","96 - 192",">192"]
[null,"Discharge Duration (hrs)"]
[]
[]
[]
["Dissolved Zinc - September probability of occurrence for proposed conditions downstream distance = 13 feet"]
[null,null,"Baseline Conditions",null,null,null,null,null,null,null,null,null,"Proposed Conditions"]
[null,"> 0.0061",{"$f":"SUM(D39:K39)","v":9.0999999999999998E-2},1.0500000000000001E-2,3.0200000000000001E-2,3.2399999999999998E-2,1.46E-2,3.0000000000000001E-3,2.9999999999999997E-4,0,0,"> 0.0061",{"$f":"SUM(N39:U39)","v":4.8700000000000007E-2},1.18E-2,1.8800000000000001E-2,1.29E-2,4.4000000000000003E-3,6.9999999999999999E-4,1E-4,0,0]
[null,"0.0005 - 0.0061",{"$f":"SUM(D40:K40)","v":0.90899999999999992},0.105,0.30199999999999999,0.3236,0.14549999999999999,2.98E-2,3.0000000000000001E-3,1E-4,0,"0.0005 - 0.0061",{"$f":"SUM(N40:U40)","v":0.95129999999999992},0.23089999999999999,0.36799999999999999,0.251,8.5800000000000001E-2,1.43E-2,1.2999999999999999E-3,0,0]
[null,"0 - 0.0005",{"$f":"SUM(D41:K41)","v":0},0,0,0,0,0,0,0,0,"0 - 0.0005",{"$f":"SUM(N41:U41)","v":0},0,0,0,0,0,0,0,0]
[null,null,null,0.11559999999999999,0.3322,0.35599999999999998,0.16009999999999999,3.2800000000000003E-2,3.3E-3,1E-4,0,null,null,0.2427,0.38679999999999998,0.26390000000000002,9.0200000000000002E-2,1.4999999999999999E-2,1.4E-3,0,0]
[null,null,null,"0 - 3","3 - 6","6 - 12","12 - 24","24 - 48","48 - 96","96 - 192",">192",null,null,"0 - 3","3 - 6","6 - 12","12 - 24","24 - 48","48 - 96","96 - 192",">192"]
[null,"Discharge Duration (hrs)"]

{"sheet":"Results","index":6,"n_rows":56,"n_cols":4,"rows_kept":56,"cut":false,"hidden":true,"merged":[[3,1,28,8],[47,1,49,1]]}
["Highway Runoff Dilution and Loading model (HI-RUN) Version 2.0"]
["End of Pipe Loading Subroutine Report"]
["This model is for stormwater analysis associated with biological assessments, and is not a design tool."]
[null,"Input Summary\n---------------------------------------------------------------------------------------\nRun Date/Time: 5/18/11 09:53\nOutfall ID: test\nRain Gauge: Puget West 32\nDescription: \n---------------------------------------------------------------------------------------\nDischarge Areas\n\n     Subbasin 1 - Baseline Conditions - 30 acres\n          basic treatment - 0% infiltration - 30 acres\n\n     Subbasin 1 - Proposed Conditions - 30 acres\n          basic treatment - 40% infiltration - 30 acres\n\n"]
[]
[]
[]
[]
[]
[]
[]
[]
[]
[]
[]
[]
[]
[]
[]
[]
[]
[]
[]
[]
[]
[]
[]
[]
[]
["Load Analysis"]
[]
[]
[null,null,"Dissolved Zinc"]
[null,null,"Load (lb/yr)"]
[null,null,"Baseline","Proposed"]
[null,"Max",37.9,15]
[null,"75th Percentile",4.2,1.5]
[null,"Median",2.66,0.94]
[null,"25th Percentile",1.68,0.59]
[null,"Min",0.107,3.0000000000000001E-3]
[null,"P (exceed)",null,0.14399999999999999]
[]
[]
[]
["Concentration Analysis"]
[]
[]
[null,"Subbasin 1","Dissolved Zinc"]
[null,null,"Conc (mg/L)"]
[null,null,"Baseline","Proposed"]
[null,"Max",0.26100000000000001,0.20499999999999999]
[null,"75th Percentile",2.4E-2,2.4E-2]
[null,"Median",1.6E-2,1.6E-2]
[null,"25th Percentile",0.01,0.01]
[null,"Min",1E-3,1E-3]
[null,"P (exceed)",null,0.499]

{"sheet":"Subbasin1","index":7,"n_rows":43,"n_cols":21,"rows_kept":43,"cut":false,"hidden":true,"merged":[[3,1,25,5],[28,0,39,0]]}
["Subbasin 1 - End of Pipe Concentration Results"]
["This model is for stormwater analysis associated with biological assessments, and is not a design tool."]
[]
[null,"Input Summary\n----------------------------------------------------------------------------------------------\nRun Date/Time: 5/18/11 09:53\nOutfall ID: test\nRain Gauge: Puget West 32\nDescription: \n----------------------------------------------------------------------------------------------\nBaseline conditions - 30 acres\n     basic treatment - 0% infiltration - 30 acres\n----------------------------------------------------------------------------------------------\nProposed Conditions - 30 acres\n     Basic - 40 % Infiltration - 30 acres\n"]
[]
[]
[]
[]
[]
[]
[]
[]
[]
[]
[]
[]
[]
[]
[]
[]
[]
[]
[]
[]
[]
[]
[]
["Dissolved Zinc - May - Probability of Occurrence"]
["Conc. (mg/L)",null,"Baseline Conditions",null,null,null,null,null,null,null,null,"Proposed Conditions"]
[null,"> 0.1",2E-3,0,1E-3,1E-3,0,0,0,0,0,"> 0.1",2E-3,0,1E-3,1E-3,0,0,0,0,0]
[null,"0.09 - 0.1",0,0,0,0,0,0,0,0,0,"0.09 - 0.1",0,0,0,0,0,0,0,0,0]
[null,"0.08 - 0.09",3.0000000000000001E-3,0,1E-3,1E-3,1E-3,0,0,0,0,"0.08 - 0.09",2E-3,0,1E-3,1E-3,0,0,0,0,0]
[null,"0.07 - 0.08",4.0000000000000001E-3,0,1E-3,2E-3,1E-3,0,0,0,0,"0.07 - 0.08",5.0000000000000001E-3,1E-3,2E-3,1E-3,1E-3,0,0,0,0]
[null,"0.06 - 0.07",8.9999999999999993E-3,1E-3,2E-3,3.0000000000000001E-3,2E-3,1E-3,0,0,0,"0.06 - 0.07",8.0000000000000002E-3,1E-3,3.0000000000000001E-3,3.0000000000000001E-3,1E-3,0,0,0,0]
[null,"0.05 - 0.06",1.6E-2,1E-3,4.0000000000000001E-3,6.0000000000000001E-3,4.0000000000000001E-3,1E-3,0,0,0,"0.05 - 0.06",1.7999999999999999E-2,3.0000000000000001E-3,6.0000000000000001E-3,5.0000000000000001E-3,3.0000000000000001E-3,1E-3,0,0,0]
[null,"0.04 - 0.05",3.6999999999999998E-2,3.0000000000000001E-3,8.9999999999999993E-3,1.2999999999999999E-2,8.9999999999999993E-3,3.0000000000000001E-3,0,0,0,"0.04 - 0.05",3.5000000000000003E-2,5.0000000000000001E-3,1.2E-2,1.0999999999999999E-2,6.0000000000000001E-3,1E-3,0,0,0]
[null,"0.03 - 0.04",8.4000000000000005E-2,6.0000000000000001E-3,2.1000000000000001E-2,0.03,0.02,6.0000000000000001E-3,1E-3,0,0,"0.03 - 0.04",8.2000000000000003E-2,1.2999999999999999E-2,2.7E-2,2.5999999999999999E-2,1.2999999999999999E-2,3.0000000000000001E-3,0,0,0]
[null,"0.02 - 0.03",0.193,1.4E-2,4.9000000000000002E-2,6.8000000000000005E-2,4.4999999999999998E-2,1.4999999999999999E-2,2E-3,0,0,"0.02 - 0.03",0.19500000000000001,0.03,6.4000000000000001E-2,6.2E-2,0.03,8.0000000000000002E-3,1E-3,0,0]
[null,"0.01 - 0.02",0.40400000000000003,0.03,0.10199999999999999,0.14199999999999999,9.4E-2,3.1E-2,5.0000000000000001E-3,0,0,"0.01 - 0.02",0.40400000000000003,6.2E-2,0.13300000000000001,0.128,6.3E-2,1.6E-2,2E-3,0,0]
[null,"0 - 0.01",0.245,1.7999999999999999E-2,6.2E-2,8.5999999999999993E-2,5.7000000000000002E-2,1.9E-2,3.0000000000000001E-3,0,0,"0 - 0.01",0.247,3.7999999999999999E-2,8.1000000000000003E-2,7.8E-2,3.9E-2,0.01,1E-3,0,0]
[null,null,null,7.2999999999999995E-2,0.252,0.35199999999999998,0.23300000000000001,7.5999999999999998E-2,1.0999999999999999E-2,0,0,null,null,0.153,0.33,0.316,0.156,3.9E-2,4.0000000000000001E-3,0,0]
[null,null,null,"0 - 3","3 - 6","6 - 12","12 - 24","24 - 48","48 - 96","96 - 192",">192",null,null,"0 - 3","3 - 6","6 - 12","12 - 24","24 - 48","48 - 96","96 - 192",">192"]
[null,"Discharge Duration (hrs)"]

{"sheet":"Subbasin2","index":8,"n_rows":38,"n_cols":21,"rows_kept":38,"cut":false,"hidden":true,"merged":[[3,1,25,5],[28,0,34,0]]}
["Subbasin 2 - End of Pipe Concentration Results"]
["This model is for stormwater analysis associated with biological assessments, and is not a design tool."]
[]
[null,"Input Summary\n----------------------------------------------------------------------------------------------\nRun Date/Time: 12/13/10 20:29\nOutfall ID: test\nRain Gauge: Puget West 32\nDescription: \n----------------------------------------------------------------------------------------------\nBaseline conditions - 12 acres\n     no treatment - 0% infiltration - 12 acres\n----------------------------------------------------------------------------------------------\nProposed Conditions - 18 acres\n     None - 0 % Infiltration - 12 acres\n     Basic - 0 % Infiltration - 6 acres\n"]
[]
[]
[]
[]
[]
[]
[]
[]
[]
[]
[]
[]
[]
[]
[]
[]
[]
[]
[]
[]
[]
[]
[]
["Dissolved Copper - October - Probability of Occurrence"]
["Conc. (mg/L)",null,"Baseline Conditions",null,null,null,null,null,null,null,null,"Proposed Conditions"]
[null,"> 0.01",0.108,8.0000000000000002E-3,2.7E-2,3.9E-2,2.5000000000000001E-2,8.0000000000000002E-3,1E-3,0,0,"> 0.01",6.3E-2,5.0000000000000001E-3,1.6E-2,2.1999999999999999E-2,1.4E-2,5.0000000000000001E-3,1E-3,0,0]
[null,"0.008 - 0.01",5.8000000000000003E-2,4.0000000000000001E-3,1.4E-2,2.1000000000000001E-2,1.4E-2,4.0000000000000001E-3,1E-3,0,0,"0.008 - 0.01",5.2999999999999999E-2,4.0000000000000001E-3,1.2999999999999999E-2,1.9E-2,1.2E-2,4.0000000000000001E-3,1E-3,0,0]
[null,"0.006 - 0.008",9.8000000000000004E-2,7.0000000000000001E-3,2.4E-2,3.5999999999999997E-2,2.3E-2,7.0000000000000001E-3,1E-3,0,0,"0.006 - 0.008",0.106,8.0000000000000002E-3,2.7E-2,3.6999999999999998E-2,2.5000000000000001E-2,8.0000000000000002E-3,1E-3,0,0]
[null,"0.004 - 0.006",0.182,1.2999999999999999E-2,4.4999999999999998E-2,6.6000000000000003E-2,4.2999999999999997E-2,1.2999999999999999E-2,2E-3,0,0,"0.004 - 0.006",0.23400000000000001,1.7000000000000001E-2,5.8999999999999997E-2,8.3000000000000004E-2,5.3999999999999999E-2,1.7999999999999999E-2,3.0000000000000001E-3,0,0]
[null,"0.002 - 0.004",0.31900000000000001,2.3E-2,7.9000000000000001E-2,0.11600000000000001,7.4999999999999997E-2,2.1999999999999999E-2,4.0000000000000001E-3,0,0,"0.002 - 0.004",0.40600000000000003,0.03,0.10299999999999999,0.14299999999999999,9.4E-2,3.1E-2,5.0000000000000001E-3,0,0]
[null,"0 - 0.002",0.23499999999999999,1.7000000000000001E-2,5.8000000000000003E-2,8.5000000000000006E-2,5.6000000000000001E-2,1.6E-2,3.0000000000000001E-3,0,0,"0 - 0.002",0.13800000000000001,0.01,3.5000000000000003E-2,4.8000000000000001E-2,3.2000000000000001E-2,1.0999999999999999E-2,2E-3,0,0]
[null,null,null,7.1999999999999995E-2,0.247,0.36299999999999999,0.23599999999999999,7.0000000000000007E-2,1.2E-2,0,0,null,null,7.3999999999999996E-2,0.253,0.35199999999999998,0.23100000000000001,7.6999999999999999E-2,1.2999999999999999E-2,0,0]
[null,null,null,"0 - 3","3 - 6","6 - 12","12 - 24","24 - 48","48 - 96","96 - 192",">192",null,null,"0 - 3","3 - 6","6 - 12","12 - 24","24 - 48","48 - 96","96 - 192",">192"]
[null,"Discharge Duration (hrs)"]

{"sheet":"Subbasin3","index":9,"n_rows":54,"n_cols":21,"rows_kept":54,"cut":false,"hidden":true,"merged":[[3,1,25,5],[28,0,35,0],[43,0,50,0]]}
["Subbasin 3 - End of Pipe Concentration Results"]
["This model is for stormwater analysis associated with biological assessments, and is not a design tool."]
[]
[null,"Input Summary\n----------------------------------------------------------------------------------------------\nRun Date/Time: 1/11/11 13:06\nOutfall ID: test\nRain Gauge: Puget West 32\nDescription: \n----------------------------------------------------------------------------------------------\nBaseline conditions - 3 acres\n     no treatment - 0% infiltration - 3 acres\n----------------------------------------------------------------------------------------------\nProposed Conditions - 3 acres\n     None - 0 % Infiltration - 2.75 acres\n     infiltration bmp - 100 % infiltration - 0.25 acres\n"]
[]
[]
[]
[]
[]
[]
[]
[]
[]
[]
[]
[]
[]
[]
[]
[]
[]
[]
[]
[]
[]
[]
[]
["Total Zinc - October - Probability of Occurrence"]
["Conc. (mg/L)",null,"Baseline Conditions",null,null,null,null,null,null,null,null,"Proposed Conditions"]
[null,"> 0.3",8.3000000000000004E-2,6.0000000000000001E-3,2.1000000000000001E-2,2.9000000000000001E-2,0.02,6.0000000000000001E-3,1E-3,0,0,"> 0.3",8.4000000000000005E-2,6.0000000000000001E-3,2.1000000000000001E-2,0.03,0.02,6.0000000000000001E-3,1E-3,0,0]
[null,"0.25 - 0.3",3.6999999999999998E-2,3.0000000000000001E-3,8.9999999999999993E-3,1.2999999999999999E-2,8.9999999999999993E-3,3.0000000000000001E-3,0,0,0,"0.25 - 0.3",4.1000000000000002E-2,3.0000000000000001E-3,0.01,1.4E-2,0.01,3.0000000000000001E-3,1E-3,0,0]
[null,"0.2 - 0.25",0.06,4.0000000000000001E-3,1.4999999999999999E-2,2.1000000000000001E-2,1.4E-2,5.0000000000000001E-3,1E-3,0,0,"0.2 - 0.25",6.0999999999999999E-2,5.0000000000000001E-3,1.4999999999999999E-2,2.1999999999999999E-2,1.4E-2,4.0000000000000001E-3,1E-3,0,0]
[null,"0.15 - 0.2",0.105,8.0000000000000002E-3,2.5999999999999999E-2,3.6999999999999998E-2,2.5000000000000001E-2,8.0000000000000002E-3,1E-3,0,0,"0.15 - 0.2",0.10100000000000001,8.0000000000000002E-3,2.5000000000000001E-2,3.5999999999999997E-2,2.4E-2,7.0000000000000001E-3,1E-3,0,0]
[null,"0.1 - 0.15",0.186,1.4E-2,4.5999999999999999E-2,6.6000000000000003E-2,4.3999999999999997E-2,1.4E-2,2E-3,0,0,"0.1 - 0.15",0.18099999999999999,1.4E-2,4.4999999999999998E-2,6.4000000000000001E-2,4.2999999999999997E-2,1.2999999999999999E-2,2E-3,0,0]
[null,"0.05 - 0.1",0.30599999999999999,2.3E-2,7.5999999999999998E-2,0.108,7.1999999999999995E-2,2.3E-2,4.0000000000000001E-3,0,0,"0.05 - 0.1",0.30599999999999999,2.3E-2,7.5999999999999998E-2,0.109,7.1999999999999995E-2,2.1999999999999999E-2,4.0000000000000001E-3,0,0]
[null,"0 - 0.05",0.221,1.6E-2,5.5E-2,7.8E-2,5.1999999999999998E-2,1.7000000000000001E-2,3.0000000000000001E-3,0,0,"0 - 0.05",0.22500000000000001,1.7000000000000001E-2,5.6000000000000001E-2,0.08,5.2999999999999999E-2,1.6E-2,3.0000000000000001E-3,0,0]
[null,null,null,7.3999999999999996E-2,0.248,0.35199999999999998,0.23599999999999999,7.5999999999999998E-2,1.2E-2,0,0,null,null,7.5999999999999998E-2,0.248,0.35499999999999998,0.23599999999999999,7.0999999999999994E-2,1.2999999999999999E-2,0,0]
[null,null,null,"0 - 3","3 - 6","6 - 12","12 - 24","24 - 48","48 - 96","96 - 192",">192",null,null,"0 - 3","3 - 6","6 - 12","12 - 24","24 - 48","48 - 96","96 - 192",">192"]
[null,"Discharge Duration (hrs)"]
[]
[]
[]
["Total Zinc - November - Probability of Occurrence"]
["Conc. (mg/L)",null,"Baseline Conditions",null,null,null,null,null,null,null,null,"Proposed Conditions"]
[null,"> 0.3",8.4000000000000005E-2,6.0000000000000001E-3,2.1999999999999999E-2,0.03,1.9E-2,6.0000000000000001E-3,1E-3,0,0,"> 0.3",8.5000000000000006E-2,7.0000000000000001E-3,2.1999999999999999E-2,0.03,1.9E-2,6.0000000000000001E-3,1E-3,0,0]
[null,"0.25 - 0.3",3.7999999999999999E-2,3.0000000000000001E-3,0.01,1.2999999999999999E-2,8.9999999999999993E-3,3.0000000000000001E-3,0,0,0,"0.25 - 0.3",0.04,3.0000000000000001E-3,1.0999999999999999E-2,1.4E-2,8.9999999999999993E-3,3.0000000000000001E-3,0,0,0]
[null,"0.2 - 0.25",6.0999999999999999E-2,4.0000000000000001E-3,1.6E-2,2.1999999999999999E-2,1.4E-2,4.0000000000000001E-3,1E-3,0,0,"0.2 - 0.25",6.2E-2,5.0000000000000001E-3,1.6E-2,2.1999999999999999E-2,1.4E-2,4.0000000000000001E-3,1E-3,0,0]
[null,"0.15 - 0.2",0.106,8.0000000000000002E-3,2.8000000000000001E-2,3.7999999999999999E-2,2.4E-2,7.0000000000000001E-3,1E-3,0,0,"0.15 - 0.2",0.10199999999999999,8.0000000000000002E-3,2.7E-2,3.5999999999999997E-2,2.3E-2,7.0000000000000001E-3,1E-3,0,0]
[null,"0.1 - 0.15",0.186,1.2999999999999999E-2,4.9000000000000002E-2,6.7000000000000004E-2,4.2000000000000003E-2,1.2999999999999999E-2,2E-3,0,0,"0.1 - 0.15",0.17899999999999999,1.4E-2,4.7E-2,6.3E-2,0.04,1.2999999999999999E-2,2E-3,0,0]
[null,"0.05 - 0.1",0.30499999999999999,2.1999999999999999E-2,0.08,0.109,6.9000000000000006E-2,2.1000000000000001E-2,4.0000000000000001E-3,0,0,"0.05 - 0.1",0.307,2.4E-2,8.1000000000000003E-2,0.108,6.9000000000000006E-2,2.1999999999999999E-2,3.0000000000000001E-3,0,0]
[null,"0 - 0.05",0.221,1.6E-2,5.8000000000000003E-2,7.9000000000000001E-2,0.05,1.4999999999999999E-2,3.0000000000000001E-3,0,0,"0 - 0.05",0.22600000000000001,1.7999999999999999E-2,5.8999999999999997E-2,0.08,5.0999999999999997E-2,1.6E-2,2E-3,0,0]
[null,null,null,7.1999999999999995E-2,0.26300000000000001,0.35799999999999998,0.22700000000000001,6.9000000000000006E-2,1.2E-2,0,0,null,null,7.9000000000000001E-2,0.26300000000000001,0.35299999999999998,0.22500000000000001,7.0999999999999994E-2,0.01,0,0]
[null,null,null,"0 - 3","3 - 6","6 - 12","12 - 24","24 - 48","48 - 96","96 - 192",">192",null,null,"0 - 3","3 - 6","6 - 12","12 - 24","24 - 48","48 - 96","96 - 192",">192"]
[null,"Discharge Duration (hrs)"]

{"sheet":"Subbasin4","index":10,"n_rows":1056,"n_cols":21,"rows_kept":1056,"cut":false,"hidden":true,"merged":[[1041,0,1052,0],[3,1,25,5],[28,0,34,0],[1003,0,1014,0],[1022,0,1033,0]]}
["Subbasin 4 - End of Pipe Concentration Results"]
["This model is for stormwater analysis associated with biological assessments, and is not a design tool."]
[]
[null,"Input Summary\n----------------------------------------------------------------------------------------------\nRun Date/Time: 12/6/10 17:16\nOutfall ID: test\nRain Gauge: Puget West 32\nDescription: \n----------------------------------------------------------------------------------------------\nBaseline conditions - 11\n     basic treatment - 0% infiltration -  acres\n     enhanced treatment - 0% infiltration -  acres\n     infiltration bmp  - 100% infiltration -  acres\n     no treatment - 0% infiltration -  acres\n----------------------------------------------------------------------------------------------\nProposed Conditions - 12\n     None - 0 % Infiltration - 5 acres\n     Basic - 0 % Infiltration - 2 acres\n     Enhanced - 0 % Infiltration - 4 acres\n     infiltration bmp - 100 % infiltration - 1 acres\n"]
[]
[]
[]
[]
[]
[]
[]
[]
[]
[]
[]
[]
[]
[]
[]
[]
[]
[]
[]
[]
[]
[]
[]
["Dissolved Copper - January - Probability of Occurrence"]
["Conc. (mg/L)",null,"Baseline Conditions",null,null,null,null,null,null,null,null,"Proposed Conditions"]
[null,"> 0.01",3.5999999999999997E-2,3.0000000000000001E-3,8.9999999999999993E-3,1.2999999999999999E-2,8.0000000000000002E-3,3.0000000000000001E-3,0,0,0,"> 0.01",0.03,2E-3,8.0000000000000002E-3,1.0999999999999999E-2,7.0000000000000001E-3,2E-3,0,0,0]
[null,"0.008 - 0.01",3.9E-2,3.0000000000000001E-3,0.01,1.4E-2,8.9999999999999993E-3,3.0000000000000001E-3,0,0,0,"0.008 - 0.01",3.9E-2,3.0000000000000001E-3,0.01,1.4E-2,8.9999999999999993E-3,3.0000000000000001E-3,0,0,0]
[null,"0.006 - 0.008",0.1,7.0000000000000001E-3,2.5999999999999999E-2,3.5999999999999997E-2,2.3E-2,7.0000000000000001E-3,1E-3,0,0,"0.006 - 0.008",9.9000000000000005E-2,7.0000000000000001E-3,2.5000000000000001E-2,3.5000000000000003E-2,2.3E-2,8.0000000000000002E-3,1E-3,0,0]
[null,"0.004 - 0.006",0.26200000000000001,1.7999999999999999E-2,6.7000000000000004E-2,9.4E-2,6.0999999999999999E-2,1.9E-2,3.0000000000000001E-3,0,0,"0.004 - 0.006",0.26700000000000002,0.02,6.7000000000000004E-2,9.5000000000000001E-2,6.0999999999999999E-2,2.1000000000000001E-2,3.0000000000000001E-3,0,0]
[null,"0.002 - 0.004",0.47899999999999998,3.4000000000000002E-2,0.122,0.17100000000000001,0.112,3.5000000000000003E-2,5.0000000000000001E-3,0,0,"0.002 - 0.004",0.48099999999999998,3.5999999999999997E-2,0.12,0.17199999999999999,0.11,3.6999999999999998E-2,6.0000000000000001E-3,0,0]
[null,"0 - 0.002",8.3000000000000004E-2,6.0000000000000001E-3,2.1000000000000001E-2,0.03,1.9E-2,6.0000000000000001E-3,1E-3,0,0,"0 - 0.002",8.1000000000000003E-2,6.0000000000000001E-3,0.02,2.9000000000000001E-2,1.9E-2,6.0000000000000001E-3,1E-3,0,0]
[null,null,null,7.0999999999999994E-2,0.255,0.35799999999999998,0.23200000000000001,7.2999999999999995E-2,0.01,0,0,null,null,7.3999999999999996E-2,0.25,0.35599999999999998,0.22900000000000001,7.6999999999999999E-2,1.0999999999999999E-2,0,0]
[null,null,null,"0 - 3","3 - 6","6 - 12","12 - 24","24 - 48","48 - 96","96 - 192",">192",null,null,"0 - 3","3 - 6","6 - 12","12 - 24","24 - 48","48 - 96","96 - 192",">192"]
[null,"Discharge Duration (hrs)"]
[]
[]
[]
[]
[]
[]
[]
[]
[]
[]
[]
[]
[]
[]
[]
[]
[]
[]
[]
[]
[]
[]
[]
[]
[]
[]
[]
[]
[]
[]
[]
[]
[]
[]
[]
[]
[]
[]
[]
[]
[]
[]
[]
[]
[]
[]
[]
[]
[]
[]
[]
[]
[]
[]
[]
[]
[]
[]
[]
[]
[]
[]
[]
[]
[]
[]
[]
[]
[]
[]
[]
[]
[]
[]
[]
[]
[]
[]
[]
[]
[]
[]
[]
[]
[]
[]
[]
[]
[]
[]
[]
[]
[]
[]
[]
[]
[]
[]
[]
[]
[]
[]
[]
[]
[]
[]
[]
[]
[]
[]
[]
[]
[]
[]
[]
[]
[]
[]
[]
[]
[]
[]
[]
[]
[]
[]
[]
[]
[]
[]
[]
[]
[]
[]
[]
[]
[]
[]
[]
[]
[]
[]
[]
[]
[]
[]
[]
[]
[]
[]
[]
[]
[]
[]
[]
[]
[]
[]
[]
[]
[]
[]
[]
[]
[]
[]
[]
[]
[]
[]
[]
[]
[]
[]
[]
[]
[]
[]
[]
[]
[]
[]
[]
[]
[]
[]
[]
[]
[]
[]
[]
[]
[]
[]
[]
[]
[]
[]
[]
[]
[]
[]
[]
[]
[]
[]
[]
[]
[]
[]
[]
[]
[]
[]
[]
[]
[]
[]
[]
[]
[]
[]
[]
[]
[]
[]
[]
[]
[]
[]
[]
[]
[]
[]
[]
[]
[]
[]
[]
[]
[]
[]
[]
[]
[]
[]
[]
[]
[]
[]
[]
[]
[]
[]
[]
[]
[]
[]
[]
[]
[]
[]
[]
[]
[]
[]
[]
[]
[]
[]
[]
[]
[]
[]
[]
[]
[]
[]
[]
[]
[]
[]
[]
[]
[]
[]
[]
[]
[]
[]
[]
[]
[]
[]
[]
[]
[]
[]
[]
[]
[]
[]
[]
[]
[]
[]
[]
[]
[]
[]
[]
[]
[]
[]
[]
[]
[]
[]
[]
[]
[]
[]
[]
[]
[]
[]
[]
[]
[]
[]
[]
[]
[]
[]
[]
[]
[]
[]
[]
[]
[]
[]
[]
[]
[]
[]
[]
[]
[]
[]
[]
[]
[]
[]
[]
[]
[]
[]
[]
[]
[]
[]
[]
[]
[]
[]
[]
[]
[]
[]
[]
[]
[]
[]
[]
[]
[]
[]
[]
[]
[]
[]
[]
[]
[]
[]
[]
[]
[]
[]
[]
[]
[]
[]
[]
[]
[]
[]
[]
[]
[]
[]
[]
[]
[]
[]
[]
[]
[]
[]
[]
[]
[]
[]
[]
[]
[]
[]
[]
[]
[]
[]
[]
[]
[]
[]
[]
[]
[]
[]
[]
[]
[]
[]
[]
[]
[]
[]
[]
[]
[]
[]
[]
[]
[]
[]
[]
[]
[]
[]
[]
[]
[]
[]
[]
[]
[]
[]
[]
[]
[]
[]
[]
[]
[]
[]
[]
[]
[]
[]
[]
[]
[]
[]
[]
[]
[]
[]
[]
[]
[]
[]
[]
[]
[]
[]
[]
[]
[]
[]
[]
[]
[]
[]
[]
[]
[]
[]
[]
[]
[]
[]
[]
[]
[]
[]
[]
[]
[]
[]
[]
[]
[]
[]
[]
[]
[]
[]
[]
[]
[]
[]
[]
[]
[]
[]
[]
[]
[]
[]
[]
[]
[]
[]
[]
[]
[]
[]
[]
[]
[]
[]
[]
[]
[]
[]
[]
[]
[]
[]
[]
[]
[]
[]
[]
[]
[]
[]
[]
[]
[]
[]
[]
[]
[]
[]
[]
[]
[]
[]
[]
[]
[]
[]
[]
[]
[]
[]
[]
[]
[]
[]
[]
[]
[]
[]
[]
[]
[]
[]
[]
[]
[]
[]
[]
[]
[]
[]
[]
[]
[]
[]
[]
[]
[]
[]
[]
[]
[]
[]
[]
[]
[]
[]
[]
[]
[]
[]
[]
[]
[]
[]
[]
[]
[]
[]
[]
[]
[]
[]
[]
[]
[]
[]
[]
[]
[]
[]
[]
[]
[]
[]
[]
[]
[]
[]
[]
[]
[]
[]
[]
[]
[]
[]
[]
[]
[]
[]
[]
[]
[]
[]
[]
[]
[]
[]
[]
[]
[]
[]
[]
[]
[]
[]
[]
[]
[]
[]
[]
[]
[]
[]
[]
[]
[]
[]
[]
[]
[]
[]
[]
[]
[]
[]
[]
[]
[]
[]
[]
[]
[]
[]
[]
[]
[]
[]
[]
[]
[]
[]
[]
[]
[]
[]
[]
[]
[]
[]
[]
[]
[]
[]
[]
[]
[]
[]
[]
[]
[]
[]
[]
[]
[]
[]
[]
[]
[]
[]
[]
[]
[]
[]
[]
[]
[]
[]
[]
[]
[]
[]
[]
[]
[]
[]
[]
[]
[]
[]
[]
[]
[]
[]
[]
[]
[]
[]
[]
[]
[]
[]
[]
[]
[]
[]
[]
[]
[]
[]
[]
[]
[]
[]
[]
[]
[]
[]
[]
[]
[]
[]
[]
[]
[]
[]
[]
[]
[]
[]
[]
[]
[]
[]
[]
[]
[]
[]
[]
[]
[]
[]
[]
[]
[]
[]
[]
[]
[]
[]
[]
[]
[]
[]
[]
[]
[]
[]
[]
[]
[]
[]
[]
[]
[]
[]
[]
[]
[]
[]
[]
[]
[]
[]
[]
[]
[]
[]
[]
[]
[]
[]
[]
[]
[]
[]
[]
[]
[]
[]
[]
[]
[]
[]
[]
[]
[]
[]
[]
[]
[]
[]
[]
[]
[]
[]
[]
[]
[]
[]
[]
[]
[]
[]
[]
[]
[]
[]
[]
[]
[]
[]
[]
[]
[]
[]
[]
[]
[]
[]
[]
[]
[]
[]
[]
[]
[]
[]
[]
[]
[]
[]
[]
[]
[]
[]
[]
[]
[]
[]
[]
[]
[]
[]
[]
[]
[]
[]
[]
[]
[]
[]
[]
[]
[]
[]
[]
[]
[]
[]
[]
[]
[]
[]
[]
[]
[]
[]
[]
[]
[]
[]
[]
[]
[]
[]
[]
[]
[]
[]
[]
[]
[]
[]
[]
[]
["Dissolved Zinc - October - Probability of Occurrence"]
["Conc. (mg/L)","Baseline Conditions",null,null,null,null,null,null,null,null,"Proposed Conditions"]
[null,"> 0.1",3.0000000000000001E-3,0,1E-3,1E-3,1E-3,0,0,0,0,"> 0.1",0,0,0,0,0,0,0,0,0]
[null,"0.09 - 0.1",0,0,0,0,0,0,0,0,0,"0.09 - 0.1",0,0,0,0,0,0,0,0,0]
[null,"0.08 - 0.09",3.0000000000000001E-3,0,1E-3,1E-3,1E-3,0,0,0,0,"0.08 - 0.09",0,0,0,0,0,0,0,0,0]
[null,"0.07 - 0.08",6.0000000000000001E-3,1E-3,2E-3,2E-3,1E-3,0,0,0,0,"0.07 - 0.08",1E-3,0,0,1E-3,0,0,0,0,0]
[null,"0.06 - 0.07",1.0999999999999999E-2,1E-3,3.0000000000000001E-3,4.0000000000000001E-3,2E-3,1E-3,0,0,0,"0.06 - 0.07",3.0000000000000001E-3,0,1E-3,1E-3,1E-3,0,0,0,0]
[null,"0.05 - 0.06",2.5999999999999999E-2,3.0000000000000001E-3,8.0000000000000002E-3,8.9999999999999993E-3,5.0000000000000001E-3,1E-3,0,0,0,"0.05 - 0.06",8.9999999999999993E-3,1E-3,3.0000000000000001E-3,3.0000000000000001E-3,2E-3,0,0,0,0]
[null,"0.04 - 0.05",5.2999999999999999E-2,5.0000000000000001E-3,1.6E-2,1.9E-2,0.01,3.0000000000000001E-3,0,0,0,"0.04 - 0.05",0.03,3.0000000000000001E-3,8.9999999999999993E-3,1.0999999999999999E-2,6.0000000000000001E-3,1E-3,0,0,0]
[null,"0.03 - 0.04",0.13700000000000001,1.4E-2,4.2000000000000003E-2,4.8000000000000001E-2,2.5000000000000001E-2,7.0000000000000001E-3,1E-3,0,0,"0.03 - 0.04",8.4000000000000005E-2,8.9999999999999993E-3,2.5000000000000001E-2,2.9000000000000001E-2,1.6E-2,4.0000000000000001E-3,1E-3,0,0]
[null,"0.02 - 0.03",0.28999999999999998,0.03,8.7999999999999995E-2,0.10199999999999999,5.2999999999999999E-2,1.4999999999999999E-2,2E-3,0,0,"0.02 - 0.03",0.23400000000000001,2.4E-2,7.0999999999999994E-2,8.2000000000000003E-2,4.4999999999999998E-2,1.0999999999999999E-2,1E-3,0,0]
[null,"0.01 - 0.02",0.40899999999999997,4.2000000000000003E-2,0.124,0.14399999999999999,7.4999999999999997E-2,2.1000000000000001E-2,3.0000000000000001E-3,0,0,"0.01 - 0.02",0.49399999999999999,5.0999999999999997E-2,0.14899999999999999,0.17299999999999999,9.4E-2,2.4E-2,3.0000000000000001E-3,0,0]
[null,"0 - 0.01",5.8999999999999997E-2,6.0000000000000001E-3,1.7999999999999999E-2,2.1000000000000001E-2,1.0999999999999999E-2,3.0000000000000001E-3,0,0,0,"0 - 0.01",0.14099999999999999,1.4999999999999999E-2,4.2000000000000003E-2,4.9000000000000002E-2,2.7E-2,7.0000000000000001E-3,1E-3,0,0]
[null,null,null,0.10199999999999999,0.30299999999999999,0.35099999999999998,0.184,5.0999999999999997E-2,6.0000000000000001E-3,0,0,null,null,0.10299999999999999,0.3,0.34899999999999998,0.191,4.7E-2,6.0000000000000001E-3,0,0]
[null,null,null,"0 - 3","3 - 6","6 - 12","12 - 24","24 - 48","48 - 96","96 - 192",">192",null,null,"0 - 3","3 - 6","6 - 12","12 - 24","24 - 48","48 - 96","96 - 192",">192"]
[null,"Discharge Duration (hrs)"]
[]
[]
[]
["Dissolved Zinc - November - Probability of Occurrence"]
["Conc. (mg/L)","Baseline Conditions",null,null,null,null,null,null,null,null,"Proposed Conditions"]
[null,"> 0.1",3.0000000000000001E-3,0,1E-3,1E-3,1E-3,0,0,0,0,"> 0.1",0,0,0,0,0,0,0,0,0]
[null,"0.09 - 0.1",0,0,0,0,0,0,0,0,0,"0.09 - 0.1",0,0,0,0,0,0,0,0,0]
[null,"0.08 - 0.09",3.0000000000000001E-3,0,1E-3,1E-3,1E-3,0,0,0,0,"0.08 - 0.09",0,0,0,0,0,0,0,0,0]
[null,"0.07 - 0.08",5.0000000000000001E-3,0,2E-3,2E-3,1E-3,0,0,0,0,"0.07 - 0.08",1E-3,0,0,1E-3,0,0,0,0,0]
[null,"0.06 - 0.07",1.0999999999999999E-2,1E-3,3.0000000000000001E-3,4.0000000000000001E-3,2E-3,1E-3,0,0,0,"0.06 - 0.07",3.0000000000000001E-3,0,1E-3,1E-3,1E-3,0,0,0,0]
[null,"0.05 - 0.06",2.5999999999999999E-2,2E-3,7.0000000000000001E-3,8.9999999999999993E-3,6.0000000000000001E-3,2E-3,0,0,0,"0.05 - 0.06",1.0999999999999999E-2,1E-3,3.0000000000000001E-3,4.0000000000000001E-3,2E-3,1E-3,0,0,0]
[null,"0.04 - 0.05",5.1999999999999998E-2,4.0000000000000001E-3,1.4E-2,1.9E-2,1.2E-2,3.0000000000000001E-3,0,0,0,"0.04 - 0.05",0.03,2E-3,8.0000000000000002E-3,1.0999999999999999E-2,7.0000000000000001E-3,2E-3,0,0,0]
[null,"0.03 - 0.04",0.13700000000000001,1.0999999999999999E-2,3.6999999999999998E-2,4.9000000000000002E-2,0.03,8.9999999999999993E-3,1E-3,0,0,"0.03 - 0.04",8.3000000000000004E-2,6.0000000000000001E-3,2.1999999999999999E-2,0.03,1.7999999999999999E-2,6.0000000000000001E-3,1E-3,0,0]
[null,"0.02 - 0.03",0.29099999999999998,2.3E-2,7.9000000000000001E-2,0.10299999999999999,6.4000000000000001E-2,1.9E-2,3.0000000000000001E-3,0,0,"0.02 - 0.03",0.23400000000000001,1.7999999999999999E-2,6.3E-2,8.4000000000000005E-2,5.0999999999999997E-2,1.6E-2,2E-3,0,0]
[null,"0.01 - 0.02",0.41,3.3000000000000002E-2,0.111,0.14499999999999999,0.09,2.7E-2,4.0000000000000001E-3,0,0,"0.01 - 0.02",0.49399999999999999,3.7999999999999999E-2,0.13200000000000001,0.17699999999999999,0.108,3.4000000000000002E-2,5.0000000000000001E-3,0,0]
[null,"0 - 0.01",0.06,5.0000000000000001E-3,1.6E-2,2.1000000000000001E-2,1.2999999999999999E-2,4.0000000000000001E-3,1E-3,0,0,"0 - 0.01",0.14099999999999999,1.0999999999999999E-2,3.7999999999999999E-2,0.05,3.1E-2,0.01,1E-3,0,0]
[null,null,null,7.9000000000000001E-2,0.27100000000000002,0.35399999999999998,0.22,6.5000000000000002E-2,8.9999999999999993E-3,0,0,null,null,7.5999999999999998E-2,0.26700000000000002,0.35799999999999998,0.218,6.9000000000000006E-2,8.9999999999999993E-3,0,0]
[null,null,null,"0 - 3","3 - 6","6 - 12","12 - 24","24 - 48","48 - 96","96 - 192",">192",null,null,"0 - 3","3 - 6","6 - 12","12 - 24","24 - 48","48 - 96","96 - 192",">192"]
[null,"Discharge Duration (hrs)"]
[]
[]
[]
["Dissolved Zinc - December - Probability of Occurrence"]
["Conc. (mg/L)","Baseline Conditions",null,null,null,null,null,null,null,null,"Proposed Conditions"]
[null,"> 0.1",3.0000000000000001E-3,0,1E-3,1E-3,1E-3,0,0,0,0,"> 0.1",0,0,0,0,0,0,0,0,0]
[null,"0.09 - 0.1",0,0,0,0,0,0,0,0,0,"0.09 - 0.1",0,0,0,0,0,0,0,0,0]
[null,"0.08 - 0.09",3.0000000000000001E-3,0,1E-3,1E-3,1E-3,0,0,0,0,"0.08 - 0.09",0,0,0,0,0,0,0,0,0]
[null,"0.07 - 0.08",4.0000000000000001E-3,0,1E-3,2E-3,1E-3,0,0,0,0,"0.07 - 0.08",1E-3,0,0,1E-3,0,0,0,0,0]
[null,"0.06 - 0.07",1.2E-2,1E-3,3.0000000000000001E-3,4.0000000000000001E-3,3.0000000000000001E-3,1E-3,0,0,0,"0.06 - 0.07",3.0000000000000001E-3,0,1E-3,1E-3,1E-3,0,0,0,0]
[null,"0.05 - 0.06",2.5000000000000001E-2,2E-3,6.0000000000000001E-3,8.9999999999999993E-3,6.0000000000000001E-3,2E-3,0,0,0,"0.05 - 0.06",0.01,1E-3,2E-3,4.0000000000000001E-3,2E-3,1E-3,0,0,0]
[null,"0.04 - 0.05",5.2999999999999999E-2,4.0000000000000001E-3,1.2999999999999999E-2,1.7999999999999999E-2,1.2999999999999999E-2,4.0000000000000001E-3,1E-3,0,0,"0.04 - 0.05",2.9000000000000001E-2,2E-3,7.0000000000000001E-3,1.0999999999999999E-2,7.0000000000000001E-3,2E-3,0,0,0]
[null,"0.03 - 0.04",0.13700000000000001,0.01,3.4000000000000002E-2,4.8000000000000001E-2,3.3000000000000002E-2,1.0999999999999999E-2,1E-3,0,0,"0.03 - 0.04",8.3000000000000004E-2,6.0000000000000001E-3,0.02,0.03,0.02,6.0000000000000001E-3,1E-3,0,0]
[null,"0.02 - 0.03",0.29099999999999998,2.1000000000000001E-2,7.2999999999999995E-2,0.10100000000000001,7.0000000000000007E-2,2.3E-2,3.0000000000000001E-3,0,0,"0.02 - 0.03",0.23400000000000001,1.6E-2,5.7000000000000002E-2,8.4000000000000005E-2,5.7000000000000002E-2,1.7000000000000001E-2,3.0000000000000001E-3,0,0]
[null,"0.01 - 0.02",0.40799999999999997,2.9000000000000001E-2,0.10199999999999999,0.14099999999999999,9.8000000000000004E-2,3.3000000000000002E-2,4.0000000000000001E-3,1E-3,0,"0.01 - 0.02",0.495,3.5000000000000003E-2,0.12,0.17699999999999999,0.121,3.5999999999999997E-2,6.0000000000000001E-3,0,0]
[null,"0 - 0.01",0.06,4.0000000000000001E-3,1.4999999999999999E-2,2.1000000000000001E-2,1.4E-2,5.0000000000000001E-3,1E-3,0,0,"0 - 0.01",0.14000000000000001,0.01,3.4000000000000002E-2,0.05,3.4000000000000002E-2,0.01,2E-3,0,0]
[null,null,null,7.0999999999999994E-2,0.249,0.34599999999999997,0.24,7.9000000000000001E-2,0.01,1E-3,0,null,null,7.0000000000000007E-2,0.24099999999999999,0.35799999999999998,0.24199999999999999,7.1999999999999995E-2,1.2E-2,0,0]
[null,null,null,"0 - 3","3 - 6","6 - 12","12 - 24","24 - 48","48 - 96","96 - 192",">192",null,null,"0 - 3","3 - 6","6 - 12","12 - 24","24 - 48","48 - 96","96 - 192",">192"]
[null,"Discharge Duration (hrs)"]

{"sheet":"Subbasin5","index":11,"n_rows":1056,"n_cols":21,"rows_kept":1056,"cut":false,"hidden":true,"merged":[[1041,0,1052,0],[3,1,25,5],[28,0,34,0],[1003,0,1014,0],[1022,0,1033,0]]}
["Subbasin 4 - End of Pipe Concentration Results"]
["This model is for stormwater analysis associated with biological assessments, and is not a design tool."]
[]
[null,"Input Summary\n----------------------------------------------------------------------------------------------\nRun Date/Time: 12/6/10 17:16\nOutfall ID: test\nRain Gauge: Puget West 32\nDescription: \n----------------------------------------------------------------------------------------------\nBaseline conditions - 11\n     basic treatment - 0% infiltration -  acres\n     enhanced treatment - 0% infiltration -  acres\n     infiltration bmp  - 100% infiltration -  acres\n     no treatment - 0% infiltration -  acres\n----------------------------------------------------------------------------------------------\nProposed Conditions - 12\n     None - 0 % Infiltration - 5 acres\n     Basic - 0 % Infiltration - 2 acres\n     Enhanced - 0 % Infiltration - 4 acres\n     infiltration bmp - 100 % infiltration - 1 acres\n"]
[]
[]
[]
[]
[]
[]
[]
[]
[]
[]
[]
[]
[]
[]
[]
[]
[]
[]
[]
[]
[]
[]
[]
["Dissolved Copper - January - Probability of Occurrence"]
["Conc. (mg/L)",null,"Baseline Conditions",null,null,null,null,null,null,null,null,"Proposed Conditions"]
[null,"> 0.01",3.5999999999999997E-2,3.0000000000000001E-3,8.9999999999999993E-3,1.2999999999999999E-2,8.0000000000000002E-3,3.0000000000000001E-3,0,0,0,"> 0.01",0.03,2E-3,8.0000000000000002E-3,1.0999999999999999E-2,7.0000000000000001E-3,2E-3,0,0,0]
[null,"0.008 - 0.01",3.9E-2,3.0000000000000001E-3,0.01,1.4E-2,8.9999999999999993E-3,3.0000000000000001E-3,0,0,0,"0.008 - 0.01",3.9E-2,3.0000000000000001E-3,0.01,1.4E-2,8.9999999999999993E-3,3.0000000000000001E-3,0,0,0]
[null,"0.006 - 0.008",0.1,7.0000000000000001E-3,2.5999999999999999E-2,3.5999999999999997E-2,2.3E-2,7.0000000000000001E-3,1E-3,0,0,"0.006 - 0.008",9.9000000000000005E-2,7.0000000000000001E-3,2.5000000000000001E-2,3.5000000000000003E-2,2.3E-2,8.0000000000000002E-3,1E-3,0,0]
[null,"0.004 - 0.006",0.26200000000000001,1.7999999999999999E-2,6.7000000000000004E-2,9.4E-2,6.0999999999999999E-2,1.9E-2,3.0000000000000001E-3,0,0,"0.004 - 0.006",0.26700000000000002,0.02,6.7000000000000004E-2,9.5000000000000001E-2,6.0999999999999999E-2,2.1000000000000001E-2,3.0000000000000001E-3,0,0]
[null,"0.002 - 0.004",0.47899999999999998,3.4000000000000002E-2,0.122,0.17100000000000001,0.112,3.5000000000000003E-2,5.0000000000000001E-3,0,0,"0.002 - 0.004",0.48099999999999998,3.5999999999999997E-2,0.12,0.17199999999999999,0.11,3.6999999999999998E-2,6.0000000000000001E-3,0,0]
[null,"0 - 0.002",8.3000000000000004E-2,6.0000000000000001E-3,2.1000000000000001E-2,0.03,1.9E-2,6.0000000000000001E-3,1E-3,0,0,"0 - 0.002",8.1000000000000003E-2,6.0000000000000001E-3,0.02,2.9000000000000001E-2,1.9E-2,6.0000000000000001E-3,1E-3,0,0]
[null,null,null,7.0999999999999994E-2,0.255,0.35799999999999998,0.23200000000000001,7.2999999999999995E-2,0.01,0,0,null,null,7.3999999999999996E-2,0.25,0.35599999999999998,0.22900000000000001,7.6999999999999999E-2,1.0999999999999999E-2,0,0]
[null,null,null,"0 - 3","3 - 6","6 - 12","12 - 24","24 - 48","48 - 96","96 - 192",">192",null,null,"0 - 3","3 - 6","6 - 12","12 - 24","24 - 48","48 - 96","96 - 192",">192"]
[null,"Discharge Duration (hrs)"]
[]
[]
[]
[]
[]
[]
[]
[]
[]
[]
[]
[]
[]
[]
[]
[]
[]
[]
[]
[]
[]
[]
[]
[]
[]
[]
[]
[]
[]
[]
[]
[]
[]
[]
[]
[]
[]
[]
[]
[]
[]
[]
[]
[]
[]
[]
[]
[]
[]
[]
[]
[]
[]
[]
[]
[]
[]
[]
[]
[]
[]
[]
[]
[]
[]
[]
[]
[]
[]
[]
[]
[]
[]
[]
[]
[]
[]
[]
[]
[]
[]
[]
[]
[]
[]
[]
[]
[]
[]
[]
[]
[]
[]
[]
[]
[]
[]
[]
[]
[]
[]
[]
[]
[]
[]
[]
[]
[]
[]
[]
[]
[]
[]
[]
[]
[]
[]
[]
[]
[]
[]
[]
[]
[]
[]
[]
[]
[]
[]
[]
[]
[]
[]
[]
[]
[]
[]
[]
[]
[]
[]
[]
[]
[]
[]
[]
[]
[]
[]
[]
[]
[]
[]
[]
[]
[]
[]
[]
[]
[]
[]
[]
[]
[]
[]
[]
[]
[]
[]
[]
[]
[]
[]
[]
[]
[]
[]
[]
[]
[]
[]
[]
[]
[]
[]
[]
[]
[]
[]
[]
[]
[]
[]
[]
[]
[]
[]
[]
[]
[]
[]
[]
[]
[]
[]
[]
[]
[]
[]
[]
[]
[]
[]
[]
[]
[]
[]
[]
[]
[]
[]
[]
[]
[]
[]
[]
[]
[]
[]
[]
[]
[]
[]
[]
[]
[]
[]
[]
[]
[]
[]
[]
[]
[]
[]
[]
[]
[]
[]
[]
[]
[]
[]
[]
[]
[]
[]
[]
[]
[]
[]
[]
[]
[]
[]
[]
[]
[]
[]
[]
[]
[]
[]
[]
[]
[]
[]
[]
[]
[]
[]
[]
[]
[]
[]
[]
[]
[]
[]
[]
[]
[]
[]
[]
[]
[]
[]
[]
[]
[]
[]
[]
[]
[]
[]
[]
[]
[]
[]
[]
[]
[]
[]
[]
[]
[]
[]
[]
[]
[]
[]
[]
[]
[]
[]
[]
[]
[]
[]
[]
[]
[]
[]
[]
[]
[]
[]
[]
[]
[]
[]
[]
[]
[]
[]
[]
[]
[]
[]
[]
[]
[]
[]
[]
[]
[]
[]
[]
[]
[]
[]
[]
[]
[]
[]
[]
[]
[]
[]
[]
[]
[]
[]
[]
[]
[]
[]
[]
[]
[]
[]
[]
[]
[]
[]
[]
[]
[]
[]
[]
[]
[]
[]
[]
[]
[]
[]
[]
[]
[]
[]
[]
[]
[]
[]
[]
[]
[]
[]
[]
[]
[]
[]
[]
[]
[]
[]
[]
[]
[]
[]
[]
[]
[]
[]
[]
[]
[]
[]
[]
[]
[]
[]
[]
[]
[]
[]
[]
[]
[]
[]
[]
[]
[]
[]
[]
[]
[]
[]
[]
[]
[]
[]
[]
[]
[]
[]
[]
[]
[]
[]
[]
[]
[]
[]
[]
[]
[]
[]
[]
[]
[]
[]
[]
[]
[]
[]
[]
[]
[]
[]
[]
[]
[]
[]
[]
[]
[]
[]
[]
[]
[]
[]
[]
[]
[]
[]
[]
[]
[]
[]
[]
[]
[]
[]
[]
[]
[]
[]
[]
[]
[]
[]
[]
[]
[]
[]
[]
[]
[]
[]
[]
[]
[]
[]
[]
[]
[]
[]
[]
[]
[]
[]
[]
[]
[]
[]
[]
[]
[]
[]
[]
[]
[]
[]
[]
[]
[]
[]
[]
[]
[]
[]
[]
[]
[]
[]
[]
[]
[]
[]
[]
[]
[]
[]
[]
[]
[]
[]
[]
[]
[]
[]
[]
[]
[]
[]
[]
[]
[]
[]
[]
[]
[]
[]
[]
[]
[]
[]
[]
[]
[]
[]
[]
[]
[]
[]
[]
[]
[]
[]
[]
[]
[]
[]
[]
[]
[]
[]
[]
[]
[]
[]
[]
[]
[]
[]
[]
[]
[]
[]
[]
[]
[]
[]
[]
[]
[]
[]
[]
[]
[]
[]
[]
[]
[]
[]
[]
[]
[]
[]
[]
[]
[]
[]
[]
[]
[]
[]
[]
[]
[]
[]
[]
[]
[]
[]
[]
[]
[]
[]
[]
[]
[]
[]
[]
[]
[]
[]
[]
[]
[]
[]
[]
[]
[]
[]
[]
[]
[]
[]
[]
[]
[]
[]
[]
[]
[]
[]
[]
[]
[]
[]
[]
[]
[]
[]
[]
[]
[]
[]
[]
[]
[]
[]
[]
[]
[]
[]
[]
[]
[]
[]
[]
[]
[]
[]
[]
[]
[]
[]
[]
[]
[]
[]
[]
[]
[]
[]
[]
[]
[]
[]
[]
[]
[]
[]
[]
[]
[]
[]
[]
[]
[]
[]
[]
[]
[]
[]
[]
[]
[]
[]
[]
[]
[]
[]
[]
[]
[]
[]
[]
[]
[]
[]
[]
[]
[]
[]
[]
[]
[]
[]
[]
[]
[]
[]
[]
[]
[]
[]
[]
[]
[]
[]
[]
[]
[]
[]
[]
[]
[]
[]
[]
[]
[]
[]
[]
[]
[]
[]
[]
[]
[]
[]
[]
[]
[]
[]
[]
[]
[]
[]
[]
[]
[]
[]
[]
[]
[]
[]
[]
[]
[]
[]
[]
[]
[]
[]
[]
[]
[]
[]
[]
[]
[]
[]
[]
[]
[]
[]
[]
[]
[]
[]
[]
[]
[]
[]
[]
[]
[]
[]
[]
[]
[]
[]
[]
[]
[]
[]
[]
[]
[]
[]
[]
[]
[]
[]
[]
[]
[]
[]
[]
[]
[]
[]
[]
[]
[]
[]
[]
[]
[]
[]
[]
[]
[]
[]
[]
[]
[]
[]
[]
[]
[]
[]
[]
[]
[]
[]
[]
[]
[]
[]
[]
[]
[]
[]
[]
[]
[]
[]
[]
[]
[]
[]
[]
[]
[]
[]
[]
[]
[]
[]
[]
[]
[]
[]
[]
[]
[]
[]
[]
[]
[]
[]
[]
[]
[]
[]
[]
[]
[]
[]
[]
[]
[]
[]
[]
[]
[]
[]
[]
[]
[]
[]
[]
[]
[]
[]
[]
[]
[]
["Dissolved Zinc - October - Probability of Occurrence"]
["Conc. (mg/L)","Baseline Conditions",null,null,null,null,null,null,null,null,"Proposed Conditions"]
[null,"> 0.1",3.0000000000000001E-3,0,1E-3,1E-3,1E-3,0,0,0,0,"> 0.1",0,0,0,0,0,0,0,0,0]
[null,"0.09 - 0.1",0,0,0,0,0,0,0,0,0,"0.09 - 0.1",0,0,0,0,0,0,0,0,0]
[null,"0.08 - 0.09",3.0000000000000001E-3,0,1E-3,1E-3,1E-3,0,0,0,0,"0.08 - 0.09",0,0,0,0,0,0,0,0,0]
[null,"0.07 - 0.08",6.0000000000000001E-3,1E-3,2E-3,2E-3,1E-3,0,0,0,0,"0.07 - 0.08",1E-3,0,0,1E-3,0,0,0,0,0]
[null,"0.06 - 0.07",1.0999999999999999E-2,1E-3,3.0000000000000001E-3,4.0000000000000001E-3,2E-3,1E-3,0,0,0,"0.06 - 0.07",3.0000000000000001E-3,0,1E-3,1E-3,1E-3,0,0,0,0]
[null,"0.05 - 0.06",2.5999999999999999E-2,3.0000000000000001E-3,8.0000000000000002E-3,8.9999999999999993E-3,5.0000000000000001E-3,1E-3,0,0,0,"0.05 - 0.06",8.9999999999999993E-3,1E-3,3.0000000000000001E-3,3.0000000000000001E-3,2E-3,0,0,0,0]
[null,"0.04 - 0.05",5.2999999999999999E-2,5.0000000000000001E-3,1.6E-2,1.9E-2,0.01,3.0000000000000001E-3,0,0,0,"0.04 - 0.05",0.03,3.0000000000000001E-3,8.9999999999999993E-3,1.0999999999999999E-2,6.0000000000000001E-3,1E-3,0,0,0]
[null,"0.03 - 0.04",0.13700000000000001,1.4E-2,4.2000000000000003E-2,4.8000000000000001E-2,2.5000000000000001E-2,7.0000000000000001E-3,1E-3,0,0,"0.03 - 0.04",8.4000000000000005E-2,8.9999999999999993E-3,2.5000000000000001E-2,2.9000000000000001E-2,1.6E-2,4.0000000000000001E-3,1E-3,0,0]
[null,"0.02 - 0.03",0.28999999999999998,0.03,8.7999999999999995E-2,0.10199999999999999,5.2999999999999999E-2,1.4999999999999999E-2,2E-3,0,0,"0.02 - 0.03",0.23400000000000001,2.4E-2,7.0999999999999994E-2,8.2000000000000003E-2,4.4999999999999998E-2,1.0999999999999999E-2,1E-3,0,0]
[null,"0.01 - 0.02",0.40899999999999997,4.2000000000000003E-2,0.124,0.14399999999999999,7.4999999999999997E-2,2.1000000000000001E-2,3.0000000000000001E-3,0,0,"0.01 - 0.02",0.49399999999999999,5.0999999999999997E-2,0.14899999999999999,0.17299999999999999,9.4E-2,2.4E-2,3.0000000000000001E-3,0,0]
[null,"0 - 0.01",5.8999999999999997E-2,6.0000000000000001E-3,1.7999999999999999E-2,2.1000000000000001E-2,1.0999999999999999E-2,3.0000000000000001E-3,0,0,0,"0 - 0.01",0.14099999999999999,1.4999999999999999E-2,4.2000000000000003E-2,4.9000000000000002E-2,2.7E-2,7.0000000000000001E-3,1E-3,0,0]
[null,null,null,0.10199999999999999,0.30299999999999999,0.35099999999999998,0.184,5.0999999999999997E-2,6.0000000000000001E-3,0,0,null,null,0.10299999999999999,0.3,0.34899999999999998,0.191,4.7E-2,6.0000000000000001E-3,0,0]
[null,null,null,"0 - 3","3 - 6","6 - 12","12 - 24","24 - 48","48 - 96","96 - 192",">192",null,null,"0 - 3","3 - 6","6 - 12","12 - 24","24 - 48","48 - 96","96 - 192",">192"]
[null,"Discharge Duration (hrs)"]
[]
[]
[]
["Dissolved Zinc - November - Probability of Occurrence"]
["Conc. (mg/L)","Baseline Conditions",null,null,null,null,null,null,null,null,"Proposed Conditions"]
[null,"> 0.1",3.0000000000000001E-3,0,1E-3,1E-3,1E-3,0,0,0,0,"> 0.1",0,0,0,0,0,0,0,0,0]
[null,"0.09 - 0.1",0,0,0,0,0,0,0,0,0,"0.09 - 0.1",0,0,0,0,0,0,0,0,0]
[null,"0.08 - 0.09",3.0000000000000001E-3,0,1E-3,1E-3,1E-3,0,0,0,0,"0.08 - 0.09",0,0,0,0,0,0,0,0,0]
[null,"0.07 - 0.08",5.0000000000000001E-3,0,2E-3,2E-3,1E-3,0,0,0,0,"0.07 - 0.08",1E-3,0,0,1E-3,0,0,0,0,0]
[null,"0.06 - 0.07",1.0999999999999999E-2,1E-3,3.0000000000000001E-3,4.0000000000000001E-3,2E-3,1E-3,0,0,0,"0.06 - 0.07",3.0000000000000001E-3,0,1E-3,1E-3,1E-3,0,0,0,0]
[null,"0.05 - 0.06",2.5999999999999999E-2,2E-3,7.0000000000000001E-3,8.9999999999999993E-3,6.0000000000000001E-3,2E-3,0,0,0,"0.05 - 0.06",1.0999999999999999E-2,1E-3,3.0000000000000001E-3,4.0000000000000001E-3,2E-3,1E-3,0,0,0]
[null,"0.04 - 0.05",5.1999999999999998E-2,4.0000000000000001E-3,1.4E-2,1.9E-2,1.2E-2,3.0000000000000001E-3,0,0,0,"0.04 - 0.05",0.03,2E-3,8.0000000000000002E-3,1.0999999999999999E-2,7.0000000000000001E-3,2E-3,0,0,0]
[null,"0.03 - 0.04",0.13700000000000001,1.0999999999999999E-2,3.6999999999999998E-2,4.9000000000000002E-2,0.03,8.9999999999999993E-3,1E-3,0,0,"0.03 - 0.04",8.3000000000000004E-2,6.0000000000000001E-3,2.1999999999999999E-2,0.03,1.7999999999999999E-2,6.0000000000000001E-3,1E-3,0,0]
[null,"0.02 - 0.03",0.29099999999999998,2.3E-2,7.9000000000000001E-2,0.10299999999999999,6.4000000000000001E-2,1.9E-2,3.0000000000000001E-3,0,0,"0.02 - 0.03",0.23400000000000001,1.7999999999999999E-2,6.3E-2,8.4000000000000005E-2,5.0999999999999997E-2,1.6E-2,2E-3,0,0]
[null,"0.01 - 0.02",0.41,3.3000000000000002E-2,0.111,0.14499999999999999,0.09,2.7E-2,4.0000000000000001E-3,0,0,"0.01 - 0.02",0.49399999999999999,3.7999999999999999E-2,0.13200000000000001,0.17699999999999999,0.108,3.4000000000000002E-2,5.0000000000000001E-3,0,0]
[null,"0 - 0.01",0.06,5.0000000000000001E-3,1.6E-2,2.1000000000000001E-2,1.2999999999999999E-2,4.0000000000000001E-3,1E-3,0,0,"0 - 0.01",0.14099999999999999,1.0999999999999999E-2,3.7999999999999999E-2,0.05,3.1E-2,0.01,1E-3,0,0]
[null,null,null,7.9000000000000001E-2,0.27100000000000002,0.35399999999999998,0.22,6.5000000000000002E-2,8.9999999999999993E-3,0,0,null,null,7.5999999999999998E-2,0.26700000000000002,0.35799999999999998,0.218,6.9000000000000006E-2,8.9999999999999993E-3,0,0]
[null,null,null,"0 - 3","3 - 6","6 - 12","12 - 24","24 - 48","48 - 96","96 - 192",">192",null,null,"0 - 3","3 - 6","6 - 12","12 - 24","24 - 48","48 - 96","96 - 192",">192"]
[null,"Discharge Duration (hrs)"]
[]
[]
[]
["Dissolved Zinc - December - Probability of Occurrence"]
["Conc. (mg/L)","Baseline Conditions",null,null,null,null,null,null,null,null,"Proposed Conditions"]
[null,"> 0.1",3.0000000000000001E-3,0,1E-3,1E-3,1E-3,0,0,0,0,"> 0.1",0,0,0,0,0,0,0,0,0]
[null,"0.09 - 0.1",0,0,0,0,0,0,0,0,0,"0.09 - 0.1",0,0,0,0,0,0,0,0,0]
[null,"0.08 - 0.09",3.0000000000000001E-3,0,1E-3,1E-3,1E-3,0,0,0,0,"0.08 - 0.09",0,0,0,0,0,0,0,0,0]
[null,"0.07 - 0.08",4.0000000000000001E-3,0,1E-3,2E-3,1E-3,0,0,0,0,"0.07 - 0.08",1E-3,0,0,1E-3,0,0,0,0,0]
[null,"0.06 - 0.07",1.2E-2,1E-3,3.0000000000000001E-3,4.0000000000000001E-3,3.0000000000000001E-3,1E-3,0,0,0,"0.06 - 0.07",3.0000000000000001E-3,0,1E-3,1E-3,1E-3,0,0,0,0]
[null,"0.05 - 0.06",2.5000000000000001E-2,2E-3,6.0000000000000001E-3,8.9999999999999993E-3,6.0000000000000001E-3,2E-3,0,0,0,"0.05 - 0.06",0.01,1E-3,2E-3,4.0000000000000001E-3,2E-3,1E-3,0,0,0]
[null,"0.04 - 0.05",5.2999999999999999E-2,4.0000000000000001E-3,1.2999999999999999E-2,1.7999999999999999E-2,1.2999999999999999E-2,4.0000000000000001E-3,1E-3,0,0,"0.04 - 0.05",2.9000000000000001E-2,2E-3,7.0000000000000001E-3,1.0999999999999999E-2,7.0000000000000001E-3,2E-3,0,0,0]
[null,"0.03 - 0.04",0.13700000000000001,0.01,3.4000000000000002E-2,4.8000000000000001E-2,3.3000000000000002E-2,1.0999999999999999E-2,1E-3,0,0,"0.03 - 0.04",8.3000000000000004E-2,6.0000000000000001E-3,0.02,0.03,0.02,6.0000000000000001E-3,1E-3,0,0]
[null,"0.02 - 0.03",0.29099999999999998,2.1000000000000001E-2,7.2999999999999995E-2,0.10100000000000001,7.0000000000000007E-2,2.3E-2,3.0000000000000001E-3,0,0,"0.02 - 0.03",0.23400000000000001,1.6E-2,5.7000000000000002E-2,8.4000000000000005E-2,5.7000000000000002E-2,1.7000000000000001E-2,3.0000000000000001E-3,0,0]
[null,"0.01 - 0.02",0.40799999999999997,2.9000000000000001E-2,0.10199999999999999,0.14099999999999999,9.8000000000000004E-2,3.3000000000000002E-2,4.0000000000000001E-3,1E-3,0,"0.01 - 0.02",0.495,3.5000000000000003E-2,0.12,0.17699999999999999,0.121,3.5999999999999997E-2,6.0000000000000001E-3,0,0]
[null,"0 - 0.01",0.06,4.0000000000000001E-3,1.4999999999999999E-2,2.1000000000000001E-2,1.4E-2,5.0000000000000001E-3,1E-3,0,0,"0 - 0.01",0.14000000000000001,0.01,3.4000000000000002E-2,0.05,3.4000000000000002E-2,0.01,2E-3,0,0]
[null,null,null,7.0999999999999994E-2,0.249,0.34599999999999997,0.24,7.9000000000000001E-2,0.01,1E-3,0,null,null,7.0000000000000007E-2,0.24099999999999999,0.35799999999999998,0.24199999999999999,7.1999999999999995E-2,1.2E-2,0,0]
[null,null,null,"0 - 3","3 - 6","6 - 12","12 - 24","24 - 48","48 - 96","96 - 192",">192",null,null,"0 - 3","3 - 6","6 - 12","12 - 24","24 - 48","48 - 96","96 - 192",">192"]
[null,"Discharge Duration (hrs)"]

{"sheet":"RegionMap","index":12,"n_rows":0,"n_cols":0,"rows_kept":0,"cut":false,"hidden":true,"merged":[]}

{"sheet":"Additional_Gauges","index":13,"n_rows":1081,"n_cols":11,"rows_kept":1081,"cut":false,"hidden":true,"merged":[]}
["Rain Gauge","Month","Infiltration","Flow Control","Avg Duration (hr)","Std Dev (hr)","Avg Flow (cfs)","std Dev (cfs)","Duration Distribution Type","Flow distribution type"]
["Astoria",1,0,0,15,15.57,1.4619999999999999E-2,3.2539999999999999E-2,1,1]
["Astoria",1,20,0,12,13.1,1.1869999999999999E-2,3.1390000000000001E-2,1,1,"Q average value interpolated between 0% and 40% values due to anomolous model results"]
["Astoria",1,40,0,9,9.86,9.1199999999999996E-3,3.024E-2,1,1]
["Astoria",1,60,0,6,7.26,6.2300000000000003E-3,2.7150000000000001E-2,1,1]
["Astoria",1,80,0,5,5.05,3.2399999999999998E-3,2.1329999999999998E-2,1,1]
["Astoria",1,0,1,175,243.07,1.3180000000000001E-2,1.013E-2,1,1]
["Astoria",1,20,1,129,149.88,1.0829999999999999E-2,1.018E-2,1,1]
["Astoria",1,40,1,77,86.01,8.2400000000000008E-3,9.7699999999999992E-3,1,1]
["Astoria",1,60,1,46,46.69,5.6299999999999996E-3,9.3500000000000007E-3,1,1]
["Astoria",1,80,1,15,7.37,3.1599999999999996E-3,9.1699999999999993E-3,1,1,"flow avg and std dev value interpolated from lower infiltration values because MGS flood model did not converge on a solution"]
["Astoria",2,0,0,14,13.84,1.2789999999999999E-2,2.9340000000000001E-2,1,1]
["Astoria",2,20,0,11,11.47,1.0225E-2,2.8225E-2,1,1,"Q average value interpolated between 0% and 40% values due to anomolous model results"]
["Astoria",2,40,0,8,8.19,7.6600000000000001E-3,2.7109999999999999E-2,1,1]
["Astoria",2,60,0,6,7.16,5.0600000000000003E-3,2.4109999999999999E-2,1,1]
["Astoria",2,80,0,5,5.77,2.5000000000000001E-3,1.8460000000000001E-2,1,1]
["Astoria",2,0,1,134,153.56,1.1440000000000001E-2,9.3500000000000007E-3,1,1]
["Astoria",2,20,1,104,130.34,9.1900000000000003E-3,9.2800000000000001E-3,1,1]
["Astoria",2,40,1,59,74.67,6.79E-3,8.7200000000000003E-3,1,1]
["Astoria",2,60,1,42,52.6,4.45E-3,8.0800000000000004E-3,1,1]
["Astoria",2,80,1,25,30.53,2.1250000000000002E-3,7.7650000000000002E-3,1,1,"flow avg and std dev value interpolated from lower infiltration values because MGS flood model did not converge on a solution"]
["Astoria",3,0,0,12,12.01,1.052E-2,2.4670000000000001E-2,1,1]
["Astoria",3,20,0,10,9.56,8.1899999999999994E-3,2.3475000000000003E-2,1,1,"Q average value interpolated between 0% and 40% values due to anomolous model results"]
["Astoria",3,40,0,7,7.13,5.8599999999999998E-3,2.2280000000000001E-2,1,1]
["Astoria",3,60,0,5,5.67,3.64E-3,1.9099999999999999E-2,1,1]
["Astoria",3,80,0,4,4.2699999999999996,1.56E-3,1.35E-2,1,1]
["Astoria",3,0,1,103,110.56,8.7200000000000003E-3,7.77E-3,1,1]
["Astoria",3,20,1,74,69.37,6.8100000000000001E-3,7.43E-3,1,1]
["Astoria",3,40,1,46,45.92,4.8500000000000001E-3,6.7000000000000002E-3,1,1]
["Astoria",3,60,1,29,25.79,3.0300000000000001E-3,5.9500000000000004E-3,1,1]
["Astoria",3,80,1,12,5.66,1.0950000000000001E-3,5.4149999999999997E-3,1,1,"flow avg and std dev value interpolated from lower infiltration values because MGS flood model did not converge on a solution"]
["Astoria",4,0,0,11,10.72,6.9499999999999996E-3,1.9009999999999999E-2,1,1]
["Astoria",4,20,0,8,9.15,5.2249999999999996E-3,1.7854999999999999E-2,1,1,"Q average value interpolated between 0% and 40% values due to anomolous model results"]
["Astoria",4,40,0,6,6.73,3.5000000000000001E-3,1.67E-2,1,1]
["Astoria",4,60,0,4,5.33,2E-3,1.387E-2,1,1]
["Astoria",4,80,0,4,4.8099999999999996,7.7999999999999999E-4,9.1699999999999993E-3,1,1]
["Astoria",4,0,1,71,69.290000000000006,5.8500000000000002E-3,6.3299999999999997E-3,1,1]
["Astoria",4,20,1,46,50.19,4.3499999999999997E-3,5.9300000000000004E-3,1,1]
["Astoria",4,40,1,35,36.159999999999997,2.8999999999999998E-3,5.1999999999999998E-3,1,1]
["Astoria",4,60,1,23,23.85,1.6299999999999999E-3,4.4299999999999999E-3,1,1]
["Astoria",4,80,1,11,11.54,1.55E-4,3.885E-3,1,1,"flow avg and std dev value interpolated from lower infiltration values because MGS flood model did not converge on a solution"]
["Astoria",5,0,0,8,7.71,4.7699999999999999E-3,1.5469999999999999E-2,1,1]
["Astoria",5,20,0,7,7.03,3.4749999999999998E-3,1.4445E-2,1,1,"Q average value interpolated between 0% and 40% values due to anomolous model results"]
["Astoria",5,40,0,5,5.82,2.1800000000000001E-3,1.342E-2,1,1]
["Astoria",5,60,0,4,5.18,1.1800000000000001E-3,1.086E-2,1,1]
["Astoria",5,80,0,3,2.74,4.2999999999999999E-4,7.1000000000000004E-3,1,1]
["Astoria",5,0,1,47,46.26,2.6700000000000001E-3,4.3E-3,1,1]
["Astoria",5,20,1,38,35.99,1.8699999999999999E-3,3.8400000000000001E-3,1,1]
["Astoria",5,40,1,33,29.46,1.1800000000000001E-3,3.2200000000000002E-3,1,1]
["Astoria",5,60,1,22,20.8,6.3000000000000003E-4,2.5799999999999998E-3,1,1]
["Astoria",5,80,1,11,12.14,6.3000000000000003E-4,2.5799999999999998E-3,1,1,"flow avg and std dev value are same as 60% infiltration value because interpolation resulted in negative value"]
["Astoria",6,0,0,8,7.7,4.9899999999999996E-3,1.7389999999999999E-2,1,1]
["Astoria",6,20,0,6,6.5,3.7599999999999999E-3,1.6414999999999999E-2,1,1,"Q average value interpolated between 0% and 40% values due to anomolous model results"]
["Astoria",6,40,0,5,5.56,2.5300000000000001E-3,1.5440000000000001E-2,1,1]
["Astoria",6,60,0,4,3.64,1.48E-3,1.355E-2,1,1]
["Astoria",6,80,0,2,3.16,6.0999999999999997E-4,8.4899999999999993E-3,1,1]
["Astoria",6,0,1,45,38.44,2.5000000000000001E-3,4.45E-3,1,1]
["Astoria",6,20,1,34,29.54,1.8799999999999999E-3,4.0899999999999999E-3,1,1]
["Astoria",6,40,1,27,22.11,1.2999999999999999E-3,3.5899999999999999E-3,1,1]
["Astoria",6,60,1,18,15.6,7.7999999999999999E-4,3.13E-3,1,1]
["Astoria",6,80,1,9,9.09,1.8000000000000001E-4,2.7000000000000001E-3,1,1,"flow avg and std dev value interpolated from lower infiltration values because MGS flood model did not converge on a solution"]
["Astoria",7,0,0,8,6.25,3.3E-3,1.4840000000000001E-2,1,1]
["Astoria",7,20,0,6,5.19,2.49E-3,1.4035000000000001E-2,1,1,"Q average value interpolated between 0% and 40% values due to anomolous model results"]
["Astoria",7,40,0,5,4.37,1.6800000000000001E-3,1.323E-2,1,1]
["Astoria",7,60,0,4,4.1100000000000003,1.0200000000000001E-3,1.154E-2,1,1]
["Astoria",7,80,0,4,4.25,4.2999999999999999E-4,8.4600000000000005E-3,1,1]
["Astoria",7,0,1,41,31.96,9.3999999999999997E-4,2.81E-3,1,1]
["Astoria",7,20,1,29,29.17,7.1000000000000002E-4,2.5899999999999999E-3,1,1]
["Astoria",7,40,1,27,27.76,5.1999999999999995E-4,2.31E-3,1,1]
["Astoria",7,60,1,21,19.739999999999998,3.6000000000000002E-4,2.1299999999999999E-3,1,1]
["Astoria",7,80,1,15,11.72,1.4999999999999999E-4,1.8799999999999999E-3,1,1,"flow avg and std dev value interpolated from lower infiltration values because MGS flood model did not converge on a solution"]
["Astoria",8,0,0,9,7.36,4.5500000000000002E-3,1.7430000000000001E-2,1,1]
["Astoria",8,20,0,7,7.06,3.47E-3,1.6494999999999999E-2,1,1,"Q average value interpolated between 0% and 40% values due to anomolous model results"]
["Astoria",8,40,0,5,5.23,2.3900000000000002E-3,1.5559999999999999E-2,1,1]
["Astoria",8,60,0,4,3.71,1.47E-3,1.401E-2,1,1]
["Astoria",8,80,0,2,2.13,6.2E-4,9.2800000000000001E-3,1,1]
["Astoria",8,0,1,56,49.37,1.1999999999999999E-3,3.2799999999999999E-3,1,1]
["Astoria",8,20,1,40,29.22,1.0399999999999999E-3,3.13E-3,1,1]
["Astoria",8,40,1,36,22.64,8.0999999999999996E-4,2.82E-3,1,1]
["Astoria",8,60,1,21,16.260000000000002,5.9000000000000003E-4,2.5899999999999999E-3,1,1]
["Astoria",8,80,1,6,9.8800000000000008,5.8999999999999999E-3,2.5899999999999999E-3,1,1,"flow avg and std dev value are same as 60% infiltration value because interpolation resulted in negative value"]
["Astoria",9,0,0,10,10.220000000000001,6.3299999999999997E-3,2.264E-2,1,1]
["Astoria",9,20,0,8,7.52,4.9699999999999996E-3,2.1755E-2,1,1,"Q average value interpolated between 0% and 40% values due to anomolous model results"]
["Astoria",9,40,0,5,5.33,3.6099999999999999E-3,2.087E-2,1,1]
["Astoria",9,60,0,4,4.28,2.32E-3,1.831E-2,1,1]
["Astoria",9,80,0,2,2.2799999999999998,1.0300000000000001E-3,1.387E-2,1,1]
["Astoria",9,0,1,63,65.02,2.97E-3,5.11E-3,1,1]
["Astoria",9,20,1,45,47.52,2.3999999999999998E-3,4.79E-3,1,1]
["Astoria",9,40,1,35,37.92,1.7899999999999999E-3,4.2500000000000003E-3,1,1]
["Astoria",9,60,1,25,26.47,1.2199999999999999E-3,3.8E-3,1,1]
["Astoria",9,80,1,15,15.02,6.3000000000000003E-4,3.3700000000000002E-3,1,1,"flow avg and std dev value interpolated from lower infiltration values because MGS flood model did not converge on a solution"]
["Astoria",10,0,0,12,12.76,1.0489999999999999E-2,2.946E-2,1,1]
["Astoria",10,20,0,10,11.02,8.4749999999999999E-3,2.8479999999999998E-2,1,1,"Q average value interpolated between 0% and 40% values due to anomolous model results"]
["Astoria",10,40,0,7,8.26,6.4599999999999996E-3,2.75E-2,1,1]
["Astoria",10,60,0,6,6.36,4.3499999999999997E-3,2.4660000000000001E-2,1,1]
["Astoria",10,80,0,4,3.87,2.1900000000000001E-3,1.9359999999999999E-2,1,1]
["Astoria",10,0,1,133,158.03,6.7000000000000002E-3,7.7099999999999998E-3,1,1]
["Astoria",10,20,1,74,87.18,5.6600000000000001E-3,7.4999999999999997E-3,1,1]
["Astoria",10,40,1,54,59.73,4.4000000000000003E-3,6.96E-3,1,1]
["Astoria",10,60,1,34,31.17,3.0899999999999999E-3,6.4799999999999996E-3,1,1]
["Astoria",10,80,1,14,2.61,1.9400000000000001E-3,6.1050000000000002E-3,1,1,"flow avg and std dev value interpolated from lower infiltration values because MGS flood model did not converge on a solution"]
["Astoria",11,0,0,14,14.01,1.5429999999999999E-2,3.628E-2,1,1]
["Astoria",11,20,0,11,11.97,1.269E-2,3.542E-2,1,1,"Q average value interpolated between 0% and 40% values due to anomolous model results"]
["Astoria",11,40,0,8,9,9.9500000000000005E-3,3.456E-2,1,1]
["Astoria",11,60,0,6,7.14,7.0099999999999997E-3,3.107E-2,1,1]
["Astoria",11,80,0,5,6.09,3.9399999999999999E-3,2.5579999999999999E-2,1,1]
["Astoria",11,0,1,221,257.85000000000002,1.3180000000000001E-2,9.58E-3,1,1]
["Astoria",11,20,1,117,152,1.107E-2,9.7599999999999996E-3,1,1]
["Astoria",11,40,1,74,83.55,8.6099999999999996E-3,9.5600000000000008E-3,1,1]
["Astoria",11,60,1,44,46.91,6.0800000000000003E-3,9.4500000000000001E-3,1,1]
["Astoria",11,80,1,14,10.27,3.7950000000000002E-3,9.4400000000000005E-3,1,1,"flow avg and std dev value interpolated from lower infiltration values because MGS flood model did not converge on a solution"]
["Astoria",12,0,0,15,14.91,1.537E-2,3.456E-2,1,1]
["Astoria",12,20,0,12,12,1.257E-2,3.3424999999999996E-2,1,1,"Q average value interpolated between 0% and 40% values due to anomolous model results"]
["Astoria",12,40,0,9,9.51,9.7699999999999992E-3,3.2289999999999999E-2,1,1]
["Astoria",12,60,0,6,7.01,6.7999999999999996E-3,2.9309999999999999E-2,1,1]
["Astoria",12,80,0,5,5.0599999999999996,3.6600000000000001E-3,2.349E-2,1,1]
["Astoria",12,0,1,161,212.22,1.4250000000000001E-2,9.6200000000000001E-3,1,1]
["Astoria",12,20,1,107,133.21,1.18E-2,9.9100000000000004E-3,1,1]
["Astoria",12,40,1,78,86.08,9.0799999999999995E-3,9.6600000000000002E-3,1,1]
["Astoria",12,60,1,47,50.83,6.3600000000000002E-3,9.3799999999999994E-3,1,1]
["Astoria",12,80,1,16,15.58,3.7750000000000001E-3,9.4000000000000004E-3,1,1,"flow avg and std dev value interpolated from lower infiltration values because MGS flood model did not converge on a solution"]
["Burlington",1,0,0,8,9.42,6.5300000000000002E-3,1.8499999999999999E-2,1,1]
["Burlington",1,20,0,7,9.2100000000000009,5.2399999999999999E-3,1.771E-2,1,1,"Q average value interpolated between 0% and 40% values due to anomolous model results"]
["Burlington",1,40,0,6,7.87,3.9500000000000004E-3,1.6920000000000001E-2,1,1]
["Burlington",1,60,0,6,7.76,2.6800000000000001E-3,1.507E-2,1,1]
["Burlington",1,80,0,5,5.96,1.3699999999999999E-3,1.17E-2,1,1]
["Burlington",1,0,1,69,69.06,5.2599999999999999E-3,2.0600000000000002E-3,1,1]
["Burlington",1,20,1,70,93.32,4.2199999999999998E-3,2.4599999999999999E-3,1,1]
["Burlington",1,40,1,60,60.87,3.0999999999999999E-3,2.8E-3,1,1]
["Burlington",1,60,1,43,30.68,2.0799999999999998E-3,2.9199999999999999E-3,1,1]
["Burlington",1,80,1,34,20.38,1.08E-3,2.5999999999999999E-3,1,1]
["Burlington",2,0,0,7,7.91,5.5100000000000001E-3,1.6240000000000001E-2,1,1]
["Burlington",2,20,0,6,7.37,4.3300000000000005E-3,1.5475000000000001E-2,1,1,"Q average value interpolated between 0% and 40% values due to anomolous model results"]
["Burlington",2,40,0,5,6.68,3.15E-3,1.4710000000000001E-2,1,1]
["Burlington",2,60,0,5,7.02,2.0300000000000001E-3,1.2749999999999999E-2,1,1]
["Burlington",2,80,0,4,5.65,9.3999999999999997E-4,9.0600000000000003E-3,1,1]
["Burlington",2,0,1,0,0,4.4999999999999997E-3,2.3E-3,1,1]
["Burlington",2,20,1,2,0,3.3600000000000001E-3,2.5600000000000002E-3,1,1]
["Burlington",2,40,1,2,0,2.4399999999999999E-3,2.5799999999999998E-3,1,1]
["Burlington",2,60,1,43,50.2,1.58E-3,2.4299999999999999E-3,1,1]
["Burlington",2,80,1,30,37.229999999999997,6.9999999999999999E-4,2.0699999999999998E-3,1,1]
["Burlington",3,0,0,6,5.32,3.96E-3,1.2829999999999999E-2,1,1]
["Burlington",3,20,0,5,5.2,3.0149999999999999E-3,1.2164999999999999E-2,1,1,"Q average value interpolated between 0% and 40% values due to anomolous model results"]
["Burlington",3,40,0,4,4.66,2.0699999999999998E-3,1.15E-2,1,1]
["Burlington",3,60,0,4,4.16,1.2199999999999999E-3,9.3299999999999998E-3,1,1]
["Burlington",3,80,0,3,3.13,4.2000000000000002E-4,6.0499999999999998E-3,1,1]
["Burlington",3,0,1,0,0,3.5200000000000001E-3,1.8600000000000001E-3,1,1]
["Burlington",3,20,1,0,0,2.3900000000000002E-3,1.73E-3,1,1]
["Burlington",3,40,1,0,0,1.5E-3,1.6000000000000001E-3,1,1]
["Burlington",3,60,1,0,0,8.4000000000000003E-4,1.41E-3,1,1]
["Burlington",3,80,1,0,0,2.7999999999999998E-4,9.7000000000000005E-4,1,1]
["Burlington",4,0,0,6,5.57,3.7699999999999999E-3,1.2800000000000001E-2,1,1]
["Burlington",4,20,0,5,5.54,2.8900000000000002E-3,1.2105000000000001E-2,1,1,"Q average value interpolated between 0% and 40% values due to anomolous model results"]
["Burlington",4,40,0,4,4.95,2.0100000000000001E-3,1.141E-2,1,1]
["Burlington",4,60,0,4,4.3499999999999996,1.1999999999999999E-3,9.6699999999999998E-3,1,1]
["Burlington",4,80,0,2,2.04,4.2000000000000002E-4,6.1700000000000001E-3,1,1]
["Burlington",4,0,1,0,0,2.6900000000000001E-3,1.3600000000000001E-3,1,1]
["Burlington",4,20,1,0,0,1.8400000000000001E-3,1.5E-3,1,1]
["Burlington",4,40,1,0,0,1.2800000000000001E-3,1.5399999999999999E-3,1,1]
["Burlington",4,60,1,0,0,7.6999999999999996E-4,1.41E-3,1,1]
["Burlington",4,80,1,0,0,2.9E-4,9.8999999999999999E-4,1,1]
["Burlington",5,0,0,7,5.86,3.8800000000000002E-3,1.6219999999999998E-2,1,1]
["Burlington",5,20,0,6,5.35,3.1050000000000001E-3,1.5615E-2,1,1,"Q average value interpolated between 0% and 40% values due to anomolous model results"]
["Burlington",5,40,0,5,4.8499999999999996,2.33E-3,1.5010000000000001E-2,1,1]
["Burlington",5,60,0,4,4.34,1.5900000000000001E-3,1.374E-2,1,1]
["Burlington",5,80,0,2,2.69,8.0999999999999996E-4,1.1270000000000001E-2,1,1]
["Burlington",5,0,1,0,0,2.0100000000000001E-3,1.42E-3,1,1]
["Burlington",5,20,1,0,0,1.5200000000000001E-3,1.57E-3,1,1]
["Burlington",5,40,1,0,0,1.1199999999999999E-3,1.6199999999999999E-3,1,1]
["Burlington",5,60,1,1,0,7.6000000000000004E-4,1.57E-3,1,1]
["Burlington",5,80,1,12,17.71,3.8000000000000002E-4,1.42E-3,1,1]
["Burlington",6,0,0,7,5.76,3.8300000000000001E-3,1.5730000000000001E-2,1,1]
["Burlington",6,20,0,6,5.52,3.0699999999999998E-3,1.519E-2,1,1,"Q average value interpolated between 0% and 40% values due to anomolous model results"]
["Burlington",6,40,0,5,4.6900000000000004,2.31E-3,1.465E-2,1,1]
["Burlington",6,60,0,4,4.43,1.56E-3,1.355E-2,1,1]
["Burlington",6,80,0,3,3.06,7.6999999999999996E-4,1.0540000000000001E-2,1,1]
["Burlington",6,0,1,0,0,1.7700000000000001E-3,1.4599999999999999E-3,1,1]
["Burlington",6,20,1,0,0,1.4E-3,1.57E-3,1,1]
["Burlington",6,40,1,0,0,1.0499999999999999E-3,1.6000000000000001E-3,1,1]
["Burlington",6,60,1,0,0,7.1000000000000002E-4,1.49E-3,1,1]
["Burlington",6,80,1,0,0,3.5E-4,1.23E-3,1,1]
["Burlington",7,0,0,7,6.99,3.3400000000000001E-3,1.4460000000000001E-2,1,1]
["Burlington",7,20,0,6,6.82,2.6849999999999999E-3,1.4100000000000001E-2,1,1,"Q average value interpolated between 0% and 40% values due to anomolous model results"]
["Burlington",7,40,0,5,5.44,2.0300000000000001E-3,1.374E-2,1,1]
["Burlington",7,60,0,4,5.0999999999999996,1.3500000000000001E-3,1.1679999999999999E-2,1,1]
["Burlington",7,80,0,4,4.21,6.4999999999999997E-4,9.2300000000000004E-3,1,1]
["Burlington",7,0,1,0,0,1.32E-3,1.3799999999999999E-3,1,1]
["Burlington",7,20,1,0,0,1E-3,1.42E-3,1,1]
["Burlington",7,40,1,0,0,7.5000000000000002E-4,1.42E-3,1,1]
["Burlington",7,60,1,0,0,4.8999999999999998E-4,1.31E-3,1,1]
["Burlington",7,80,1,15,0.71,2.5000000000000001E-4,1.09E-3,1,1]
["Burlington",8,0,0,8,7.85,4.7099999999999998E-3,2.07E-2,1,1]
["Burlington",8,20,0,7,6.8,3.9049999999999996E-3,2.035E-2,1,1,"Q average value interpolated between 0% and 40% values due to anomolous model results"]
["Burlington",8,40,0,6,6.19,3.0999999999999999E-3,0.02,1,1]
["Burlington",8,60,0,5,5.45,2.2699999999999999E-3,1.8839999999999999E-2,1,1]
["Burlington",8,80,0,4,4.2699999999999996,1.3500000000000001E-3,1.6299999999999999E-2,1,1]
["Burlington",8,0,1,0,0,1.06E-3,1.4599999999999999E-3,1,1]
["Burlington",8,20,1,0,0,9.2000000000000003E-4,1.58E-3,1,1]
["Burlington",8,40,1,0,0,7.6999999999999996E-4,1.6299999999999999E-3,1,1]
["Burlington",8,60,1,0,0,6.2E-4,1.6199999999999999E-3,1,1]
["Burlington",8,80,1,20,11.68,4.4000000000000002E-4,1.5399999999999999E-3,1,1]
["Burlington",9,0,0,7,6.78,4.8799999999999998E-3,1.866E-2,1,1]
["Burlington",9,20,0,6,6,3.9950000000000003E-3,1.8165000000000001E-2,1,1,"Q average value interpolated between 0% and 40% values due to anomolous model results"]
["Burlington",9,40,0,5,5.12,3.1099999999999999E-3,1.7670000000000002E-2,1,1]
["Burlington",9,60,0,4,4.18,2.16E-3,1.627E-2,1,1]
["Burlington",9,80,0,3,3.83,1.1000000000000001E-3,1.2710000000000001E-2,1,1]
["Burlington",9,0,1,0,0,1.8400000000000001E-3,1.5900000000000001E-3,1,1]
["Burlington",9,20,1,0,0,1.57E-3,1.6999999999999999E-3,1,1]
["Burlington",9,40,1,0,0,1.25E-3,1.74E-3,1,1]
["Burlington",9,60,1,0,0,8.8999999999999995E-4,1.6800000000000001E-3,1,1]
["Burlington",9,80,1,21,3.46,4.8000000000000001E-4,1.48E-3,1,1]
["Burlington",10,0,0,8,7.17,5.8500000000000002E-3,1.9220000000000001E-2,1,1]
["Burlington",10,20,0,7,7.07,4.7600000000000003E-3,1.8665000000000001E-2,1,1,"Q average value interpolated between 0% and 40% values due to anomolous model results"]
["Burlington",10,40,0,5,5.82,3.6700000000000001E-3,1.8110000000000001E-2,1,1]
["Burlington",10,60,0,5,5.38,2.5600000000000002E-3,1.636E-2,1,1]
["Burlington",10,80,0,4,4.08,1.3699999999999999E-3,1.308E-2,1,1]
["Burlington",10,0,1,0,0,2.8600000000000001E-3,1.82E-3,1,1]
["Burlington",10,20,1,55,8.49,2.5200000000000001E-3,2.0899999999999998E-3,1,1]
["Burlington",10,40,1,106,35.36,2.0799999999999998E-3,2.3E-3,1,1]
["Burlington",10,60,1,72,46.7,1.5299999999999999E-3,2.3500000000000001E-3,1,1]
["Burlington",10,80,1,19,17.989999999999998,8.8999999999999995E-4,2.0899999999999998E-3,1,1]
["Burlington",11,0,0,8,8,7.0899999999999999E-3,2.0150000000000001E-2,1,1]
["Burlington",11,20,0,7,7.56,5.7549999999999997E-3,1.9425000000000001E-2,1,1,"Q average value interpolated between 0% and 40% values due to anomolous model results"]
["Burlington",11,40,0,6,6.54,4.4200000000000003E-3,1.8700000000000001E-2,1,1]
["Burlington",11,60,0,5,6.11,3.0300000000000001E-3,1.6760000000000001E-2,1,1]
["Burlington",11,80,0,4,6.26,1.5900000000000001E-3,1.321E-2,1,1]
["Burlington",11,0,1,111,130.34,4.5599999999999998E-3,2.7699999999999999E-3,1,1]
["Burlington",11,20,1,119,105.82,4.1099999999999999E-3,3.16E-3,1,1]
["Burlington",11,40,1,95,73.36,3.3500000000000001E-3,3.46E-3,1,1]
["Burlington",11,60,1,59,53.58,2.3900000000000002E-3,3.5100000000000001E-3,1,1]
["Burlington",11,80,1,38,26.99,1.2999999999999999E-3,3.14E-3,1,1]
["Burlington",12,0,0,8,7.89,6.5799999999999999E-3,1.805E-2,1,1]
["Burlington",12,20,0,7,7.45,5.2300000000000003E-3,1.728E-2,1,1,"Q average value interpolated between 0% and 40% values due to anomolous model results"]
["Burlington",12,40,0,5,6.39,3.8800000000000002E-3,1.651E-2,1,1]
["Burlington",12,60,0,5,5.89,2.5500000000000002E-3,1.452E-2,1,1]
["Burlington",12,80,0,5,6.47,1.23E-3,1.0840000000000001E-2,1,1]
["Burlington",12,0,1,9,0,5.3E-3,1.9400000000000001E-3,1,1]
["Burlington",12,20,1,43,28.63,4.4400000000000004E-3,2.3500000000000001E-3,1,1]
["Burlington",12,40,1,56,33.86,3.32E-3,2.63E-3,1,1]
["Burlington",12,60,1,43,29.46,2.14E-3,2.7399999999999998E-3,1,1]
["Burlington",12,80,1,47,19.34,1.0200000000000001E-3,2.5400000000000002E-3,1,1]
["Clearwater",1,0,0,18,19.600000000000001,2.2239999999999999E-2,4.9239999999999999E-2,1,1]
["Clearwater",1,20,0,13,15.07,1.8079999999999999E-2,4.7940000000000003E-2,1,1]
["Clearwater",1,40,0,11,12.54,1.37E-2,4.5030000000000001E-2,1,1]
["Clearwater",1,60,0,8,10.54,9.4900000000000002E-3,4.052E-2,1,1]
["Clearwater",1,80,0,7,9.2200000000000006,4.8900000000000002E-3,3.2129999999999999E-2,1,1]
["Clearwater",1,0,1,111,133.49,1.8460000000000001E-2,1.975E-2,1,1]
["Clearwater",1,20,1,76,83.12,1.5219999999999999E-2,1.8939999999999999E-2,1,1]
["Clearwater",1,40,1,47,52.06,1.167E-2,1.8079999999999999E-2,1,1]
["Clearwater",1,60,1,35,37.15,8.1300000000000001E-3,1.618E-2,1,1]
["Clearwater",1,80,1,23,22.24,4.7349999999999996E-3,1.5344999999999999E-2,1,1,"flow avg and std dev value interpolated from lower infiltration values because MGS flood model did not converge on a solution"]
["Clearwater",2,0,0,19,19.38,2.213E-2,4.7960000000000003E-2,1,1]
["Clearwater",2,20,0,13,13.8,1.8030000000000001E-2,4.6649999999999997E-2,1,1]
["Clearwater",2,40,0,10,10.78,1.3679999999999999E-2,4.3799999999999999E-2,1,1]
["Clearwater",2,60,0,8,8.5,9.4500000000000001E-3,3.9030000000000002E-2,1,1]
["Clearwater",2,80,0,7,7.89,4.8900000000000002E-3,2.9770000000000001E-2,1,1]
["Clearwater",2,0,1,110,108.44,1.8089999999999998E-2,2.0119999999999999E-2,1,1]
["Clearwater",2,20,1,71,68.97,1.49E-2,1.9400000000000001E-2,1,1]
["Clearwater",2,40,1,45,43.37,1.137E-2,1.8620000000000001E-2,1,1]
["Clearwater",2,60,1,32,31.28,7.8799999999999999E-3,1.6820000000000002E-2,1,1]
["Clearwater",2,80,1,19,19.190000000000001,4.5199999999999997E-3,1.6070000000000001E-2,1,1,"flow avg and std dev value interpolated from lower infiltration values because MGS flood model did not converge on a solution"]
["Clearwater",3,0,0,16,15.75,1.7520000000000001E-2,3.9190000000000003E-2,1,1]
["Clearwater",3,20,0,11,12.15,1.3679999999999999E-2,3.7879999999999997E-2,1,1]
["Clearwater",3,40,0,9,9.08,9.7999999999999997E-3,3.4790000000000001E-2,1,1]
["Clearwater",3,60,0,7,7.31,6.2199999999999998E-3,3.0120000000000001E-2,1,1]
["Clearwater",3,80,0,5,5.22,2.6700000000000001E-3,2.2069999999999999E-2,1,1]
["Clearwater",3,0,1,87,79.8,1.4069999999999999E-2,1.5800000000000002E-2,1,1]
["Clearwater",3,20,1,53,51.5,1.107E-2,1.482E-2,1,1]
["Clearwater",3,40,1,36,35.700000000000003,7.9900000000000006E-3,1.3679999999999999E-2,1,1]
["Clearwater",3,60,1,29,25.77,5.1000000000000004E-3,1.167E-2,1,1]
["Clearwater",3,80,1,22,15.84,2.0999999999999999E-3,1.06E-2,1,1,"flow avg and std dev value interpolated from lower infiltration values because MGS flood model did not converge on a solution"]
["Clearwater",4,0,0,13,14.35,1.238E-2,3.252E-2,1,1]
["Clearwater",4,20,0,10,11.01,9.3200000000000002E-3,3.1269999999999999E-2,1,1]
["Clearwater",4,40,0,7,8.41,6.4599999999999996E-3,2.8410000000000001E-2,1,1]
["Clearwater",4,60,0,6,6.45,3.9399999999999999E-3,2.4070000000000001E-2,1,1]
["Clearwater",4,80,0,5,5.04,1.66E-3,1.687E-2,1,1]
["Clearwater",4,0,1,59,57.5,1.0189999999999999E-2,1.393E-2,1,1]
["Clearwater",4,20,1,41,41.28,7.7499999999999999E-3,1.2880000000000001E-2,1,1]
["Clearwater",4,40,1,27,27.12,5.4200000000000003E-3,1.1690000000000001E-2,1,1]
["Clearwater",4,60,1,21,19.98,3.3500000000000001E-3,9.8700000000000003E-3,1,1]
["Clearwater",4,80,1,15,12.84,1E-3,8.8000000000000005E-3,1,1,"flow avg and std dev value interpolated from lower infiltration values because MGS flood model did not converge on a solution"]
["Clearwater",5,0,0,11,10.79,8.3300000000000006E-3,2.664E-2,1,1]
["Clearwater",5,20,0,8,8.9499999999999993,6.0499999999999998E-3,2.5350000000000001E-2,1,1]
["Clearwater",5,40,0,6,7.67,4.0899999999999999E-3,2.2720000000000001E-2,1,1]
["Clearwater",5,60,0,6,7.54,2.4499999999999999E-3,1.9099999999999999E-2,1,1]
["Clearwater",5,80,0,5,5.03,1.01E-3,1.336E-2,1,1]
["Clearwater",5,0,1,43,39.32,5.45E-3,1.0410000000000001E-2,1,1]
["Clearwater",5,20,1,33,28.7,4.0000000000000001E-3,9.3799999999999994E-3,1,1]
["Clearwater",5,40,1,22,22.03,2.7299999999999998E-3,8.3199999999999993E-3,1,1]
["Clearwater",5,60,1,21,18.87,1.66E-3,6.8900000000000003E-3,1,1]
["Clearwater",5,80,1,20,15.71,2.9999999999999997E-4,5.7999999999999996E-3,1,1,"flow avg and std dev value interpolated from lower infiltration values because MGS flood model did not converge on a solution"]
["Clearwater",6,0,0,11,9.1,6.6299999999999996E-3,2.3279999999999999E-2,1,1]
["Clearwater",6,20,0,8,7.6,4.62E-3,2.2110000000000001E-2,1,1]
["Clearwater",6,40,0,5,5.83,3.0100000000000001E-3,2.0449999999999999E-2,1,1]
["Clearwater",6,60,0,5,5.76,1.7600000000000001E-3,1.6490000000000001E-2,1,1]
["Clearwater",6,80,0,5,6.07,7.5000000000000002E-4,1.1679999999999999E-2,1,1]
["Clearwater",6,0,1,39,35.03,3.6600000000000001E-3,8.3999999999999995E-3,1,1]
["Clearwater",6,20,1,27,24.57,2.6199999999999999E-3,7.4799999999999997E-3,1,1]
["Clearwater",6,40,1,22,20.64,1.75E-3,6.62E-3,1,1]
["Clearwater",6,60,1,18,18.350000000000001,1.0499999999999999E-3,5.4999999999999997E-3,1,1]
["Clearwater",6,80,1,14,16.059999999999999,9.0000000000000006E-5,4.5999999999999999E-3,1,1,"flow avg and std dev value interpolated from lower infiltration values because MGS flood model did not converge on a solution"]
["Clearwater",7,0,0,10,9.98,7.9299999999999995E-3,3.2199999999999999E-2,1,1]
["Clearwater",7,20,0,8,9.0299999999999994,6.1799999999999997E-3,3.1099999999999999E-2,1,1]
["Clearwater",7,40,0,7,7.43,4.6699999999999997E-3,2.9239999999999999E-2,1,1]
["Clearwater",7,60,0,7,7.77,3.2799999999999999E-3,2.614E-2,1,1]
["Clearwater",7,80,0,5,6.99,1.8600000000000001E-3,2.0389999999999998E-2,1,1]
["Clearwater",7,0,1,42,41.65,2.7100000000000002E-3,9.4199999999999996E-3,1,1]
["Clearwater",7,20,1,33,34.36,2.2599999999999999E-3,9.2099999999999994E-3,1,1]
["Clearwater",7,40,1,31,27.16,1.8400000000000001E-3,9.1599999999999997E-3,1,1]
["Clearwater",7,60,1,27,23.75,1.39E-3,8.7100000000000007E-3,1,1]
["Clearwater",7,80,1,23,20.34,9.5E-4,8.6E-3,1,1,"flow avg and std dev value interpolated from lower infiltration values because MGS flood model did not converge on a solution"]
["Clearwater",8,0,0,9,8.4700000000000006,7.6899999999999998E-3,2.879E-2,1,1]
["Clearwater",8,20,0,7,7.8,5.7400000000000003E-3,2.8049999999999999E-2,1,1]
["Clearwater",8,40,0,6,6.94,4.0600000000000002E-3,2.547E-2,1,1]
["Clearwater",8,60,0,5,5.42,2.6199999999999999E-3,2.274E-2,1,1]
["Clearwater",8,80,0,4,4.0999999999999996,1.17E-3,1.6619999999999999E-2,1,1]
["Clearwater",8,0,1,37,32.380000000000003,3.48E-3,8.6199999999999992E-3,1,1]
["Clearwater",8,20,1,30,27.28,2.7799999999999999E-3,8.0800000000000004E-3,1,1]
["Clearwater",8,40,1,25,24.04,2.1099999999999999E-3,7.4799999999999997E-3,1,1]
["Clearwater",8,60,1,21,21.17,1.4499999999999999E-3,6.4200000000000004E-3,1,1]
["Clearwater",8,80,1,17,18.3,7.6999999999999996E-4,5.8999999999999999E-3,1,1,"flow avg and std dev value interpolated from lower infiltration values because MGS flood model did not converge on a solution"]
["Clearwater",9,0,0,13,12.73,1.128E-2,3.635E-2,1,1]
["Clearwater",9,20,0,10,11.09,8.9700000000000005E-3,3.5000000000000003E-2,1,1]
["Clearwater",9,40,0,8,9.19,6.7000000000000002E-3,3.2820000000000002E-2,1,1]
["Clearwater",9,60,0,6,7.59,4.4799999999999996E-3,2.955E-2,1,1]
["Clearwater",9,80,0,4,3.69,2.0999999999999999E-3,2.1590000000000002E-2,1,1]
["Clearwater",9,0,1,59,61.76,5.77E-3,1.1469999999999999E-2,1,1]
["Clearwater",9,20,1,47,47.53,4.7400000000000003E-3,1.0619999999999999E-2,1,1]
["Clearwater",9,40,1,35,31.49,3.6900000000000001E-3,9.7199999999999995E-3,1,1]
["Clearwater",9,60,1,27,21.41,2.5899999999999999E-3,8.3700000000000007E-3,1,1]
["Clearwater",9,80,1,19,11.33,1.5499999999999999E-3,7.4999999999999997E-3,1,1,"flow avg and std dev value interpolated from lower infiltration values because MGS flood model did not converge on a solution"]
["Clearwater",10,0,0,15,15.51,1.8679999999999999E-2,4.9410000000000003E-2,1,1]
["Clearwater",10,20,0,12,13.2,1.5310000000000001E-2,4.8180000000000001E-2,1,1]
["Clearwater",10,40,0,9,9.43,1.187E-2,4.5769999999999998E-2,1,1]
["Clearwater",10,60,0,7,7.19,8.3800000000000003E-3,4.197E-2,1,1]
["Clearwater",10,80,0,5,5.82,4.4400000000000004E-3,3.3079999999999998E-2,1,1]
["Clearwater",10,0,1,92,95.15,1.3849999999999999E-2,1.7160000000000002E-2,1,1]
["Clearwater",10,20,1,65,60.22,1.1560000000000001E-2,1.6310000000000002E-2,1,1]
["Clearwater",10,40,1,45,41.3,9.1299999999999992E-3,1.5440000000000001E-2,1,1]
["Clearwater",10,60,1,32,27.38,6.5599999999999999E-3,1.3820000000000001E-2,1,1]
["Clearwater",10,80,1,19,13.46,4.1999999999999997E-3,1.2999999999999999E-2,1,1,"flow avg and std dev value interpolated from lower infiltration values because MGS flood model did not converge on a solution"]
["Clearwater",11,0,0,19,20.57,2.3699999999999999E-2,5.2720000000000003E-2,1,1]
["Clearwater",11,20,0,13,13.7,1.941E-2,5.151E-2,1,1]
["Clearwater",11,40,0,9,10.23,1.4840000000000001E-2,4.9070000000000003E-2,1,1]
["Clearwater",11,60,0,7,8.3800000000000008,1.039E-2,4.4729999999999999E-2,1,1]
["Clearwater",11,80,0,5,7.18,5.5100000000000001E-3,3.5470000000000002E-2,1,1]
["Clearwater",11,0,1,131,144.05000000000001,1.9609999999999999E-2,1.8599999999999998E-2,1,1]
["Clearwater",11,20,1,82,88.89,1.6219999999999998E-2,1.804E-2,1,1]
["Clearwater",11,40,1,47,49.53,1.255E-2,1.7680000000000001E-2,1,1]
["Clearwater",11,60,1,32,31.14,8.8800000000000007E-3,1.6369999999999999E-2,1,1]
["Clearwater",11,80,1,17,12.75,5.3499999999999997E-3,1.5900000000000001E-2,1,1,"flow avg and std dev value interpolated from lower infiltration values because MGS flood model did not converge on a solution"]
["Clearwater",12,0,0,18,17.850000000000001,2.2550000000000001E-2,4.9509999999999998E-2,1,1]
["Clearwater",12,20,0,12,13.55,1.8329999999999999E-2,4.8210000000000003E-2,1,1]
["Clearwater",12,40,0,10,10.91,1.389E-2,4.564E-2,1,1]
["Clearwater",12,60,0,7,8.93,9.5899999999999996E-3,4.1070000000000002E-2,1,1]
["Clearwater",12,80,0,6,7.99,4.9699999999999996E-3,3.2059999999999998E-2,1,1]
["Clearwater",12,0,1,112,127.24,1.9789999999999999E-2,1.934E-2,1,1]
["Clearwater",12,20,1,76,79.38,1.627E-2,1.8700000000000001E-2,1,1]
["Clearwater",12,40,1,46,52.15,1.2460000000000001E-2,1.8079999999999999E-2,1,1]
["Clearwater",12,60,1,32,33.1,8.7200000000000003E-3,1.643E-2,1,1]
["Clearwater",12,80,1,18,14.05,5.0600000000000003E-3,1.5800000000000002E-2,1,1,"flow avg and std dev value interpolated from lower infiltration values because MGS flood model did not converge on a solution"]
["Darrington",1,0,0,19,25.07,1.8010000000000002E-2,3.8559999999999997E-2,1,1]
["Darrington",1,20,0,16,22.89,1.4755000000000001E-2,3.6874999999999998E-2,1,1,"Q average value interpolated between 0% and 40% values due to anomolous model results"]
["Darrington",1,40,0,14,20.52,1.15E-2,3.5189999999999999E-2,1,1]
["Darrington",1,60,0,10,12.03,7.9699999999999997E-3,3.184E-2,1,1]
["Darrington",1,80,0,8,9.1199999999999992,4.3E-3,2.597E-2,1,1]
["Darrington",1,0,1,285,348,1.158E-2,1.1180000000000001E-2,1,1]
["Darrington",1,20,1,156,196.09,1.0059999999999999E-2,1.1390000000000001E-2,1,1]
["Darrington",1,40,1,105,140.29,8.1600000000000006E-3,1.1140000000000001E-2,1,1]
["Darrington",1,60,1,50,47.8,6.0499999999999998E-3,1.1089999999999999E-2,1,1]
["Darrington",1,80,1,32,30.56,3.31E-3,8.8000000000000005E-3,1,1]
["Darrington",2,0,0,18,19.66,1.566E-2,3.1730000000000001E-2,1,1]
["Darrington",2,20,0,14,16.77,1.2574999999999999E-2,3.0075000000000001E-2,1,1,"Q average value interpolated between 0% and 40% values due to anomolous model results"]
["Darrington",2,40,0,12,12.94,9.4900000000000002E-3,2.8420000000000001E-2,1,1]
["Darrington",2,60,0,9,10.47,6.3299999999999997E-3,2.445E-2,1,1]
["Darrington",2,80,0,6,6.98,3.0999999999999999E-3,1.8110000000000001E-2,1,1]
["Darrington",2,0,1,194,212.5,1.2019999999999999E-2,9.9000000000000008E-3,1,1]
["Darrington",2,20,1,120,131.61000000000001,0.01,9.9299999999999996E-3,1,1]
["Darrington",2,40,1,74,78.400000000000006,7.6600000000000001E-3,9.6399999999999993E-3,1,1]
["Darrington",2,60,1,43,44.71,5.1200000000000004E-3,9.3799999999999994E-3,1,1]
["Darrington",2,80,1,28,29.14,2.5000000000000001E-3,6.9800000000000001E-3,1,1]
["Darrington",3,0,0,15,18.71,1.157E-2,2.4539999999999999E-2,1,1]
["Darrington",3,20,0,12,16.48,8.8599999999999998E-3,2.282E-2,1,1,"Q average value interpolated between 0% and 40% values due to anomolous model results"]
["Darrington",3,40,0,11,14.46,6.1500000000000001E-3,2.1100000000000001E-2,1,1]
["Darrington",3,60,0,7,8.01,3.5899999999999999E-3,1.719E-2,1,1]
["Darrington",3,80,0,5,6.86,1.4300000000000001E-3,1.145E-2,1,1]
["Darrington",3,0,1,139,135.61000000000001,9.2599999999999991E-3,7.7499999999999999E-3,1,1]
["Darrington",3,20,1,96,100.17,7.0600000000000003E-3,7.7000000000000002E-3,1,1]
["Darrington",3,40,1,54,50.7,4.9100000000000003E-3,7.1700000000000002E-3,1,1]
["Darrington",3,60,1,32,28.84,2.9299999999999999E-3,6.4900000000000001E-3,1,1]
["Darrington",3,80,1,21,17.46,1.17E-3,4.3600000000000002E-3,1,1]
["Darrington",4,0,0,12,13.43,8.0999999999999996E-3,2.0820000000000002E-2,1,1]
["Darrington",4,20,0,9,11.33,6.0800000000000003E-3,1.9259999999999999E-2,1,1,"Q average value interpolated between 0% and 40% values due to anomolous model results"]
["Darrington",4,40,0,8,9.11,4.0600000000000002E-3,1.77E-2,1,1]
["Darrington",4,60,0,7,7.17,2.3700000000000001E-3,1.436E-2,1,1]
["Darrington",4,80,0,6,6.75,9.6000000000000002E-4,9.2700000000000005E-3,1,1]
["Darrington",4,0,1,89,84.92,6.1700000000000001E-3,6.6E-3,1,1]
["Darrington",4,20,1,65,59.42,4.5500000000000002E-3,6.3899999999999998E-3,1,1]
["Darrington",4,40,1,50,43.55,3.0300000000000001E-3,5.8300000000000001E-3,1,1]
["Darrington",4,60,1,28,24.59,1.7799999999999999E-3,5.2100000000000002E-3,1,1]
["Darrington",4,80,1,18,16.88,7.2999999999999996E-4,3.4099999999999998E-3,1,1]
["Darrington",5,0,0,10,9.59,5.8100000000000001E-3,1.83E-2,1,1]
["Darrington",5,20,0,8,8.3699999999999992,4.2699999999999995E-3,1.6945000000000002E-2,1,1,"Q average value interpolated between 0% and 40% values due to anomolous model results"]
["Darrington",5,40,0,6,7.21,2.7299999999999998E-3,1.559E-2,1,1]
["Darrington",5,60,0,5,5.71,1.56E-3,1.2970000000000001E-2,1,1]
["Darrington",5,80,0,3,3.4,6.0999999999999997E-4,8.3400000000000002E-3,1,1]
["Darrington",5,0,1,54,51.11,3.3800000000000002E-3,4.7299999999999998E-3,1,1]
["Darrington",5,20,1,45,39.94,2.4299999999999999E-3,4.4299999999999999E-3,1,1]
["Darrington",5,40,1,30,28.46,1.5900000000000001E-3,3.96E-3,1,1]
["Darrington",5,60,1,19,18.420000000000002,9.5E-4,3.5400000000000002E-3,1,1]
["Darrington",5,80,1,17,13.95,3.6999999999999999E-4,2.3700000000000001E-3,1,1]
["Darrington",6,0,0,8,8.36,4.7600000000000003E-3,1.661E-2,1,1]
["Darrington",6,20,0,6,7.29,3.47E-3,1.542E-2,1,1,"Q average value interpolated between 0% and 40% values due to anomolous model results"]
["Darrington",6,40,0,5,5.22,2.1800000000000001E-3,1.423E-2,1,1]
["Darrington",6,60,0,4,4.75,1.25E-3,1.1650000000000001E-2,1,1]
["Darrington",6,80,0,4,6.15,5.4000000000000001E-4,7.6400000000000001E-3,1,1]
["Darrington",6,0,1,55,48.15,2.3500000000000001E-3,4.1399999999999996E-3,1,1]
["Darrington",6,20,1,45,38.64,1.66E-3,3.82E-3,1,1]
["Darrington",6,40,1,32,28.7,1.1100000000000001E-3,3.48E-3,1,1]
["Darrington",6,60,1,20,19.63,6.8000000000000005E-4,3.29E-3,1,1]
["Darrington",6,80,1,17,18.5,2.9999999999999997E-4,2.3999999999999998E-3,1,1]
["Darrington",7,0,0,10,17.78,4.5999999999999999E-3,1.6820000000000002E-2,1,1]
["Darrington",7,20,0,8,18.03,3.3899999999999998E-3,1.5665000000000002E-2,1,1,"Q average value interpolated between 0% and 40% values due to anomolous model results"]
["Darrington",7,40,0,6,6.54,2.1800000000000001E-3,1.451E-2,1,1]
["Darrington",7,60,0,4,5.35,1.2999999999999999E-3,1.2370000000000001E-2,1,1]
["Darrington",7,80,0,2,4,5.5000000000000003E-4,8.2100000000000003E-3,1,1]
["Darrington",7,0,1,50,51.88,1.56E-3,3.5100000000000001E-3,1,1]
["Darrington",7,20,1,36,40.04,1.14E-3,3.2299999999999998E-3,1,1]
["Darrington",7,40,1,25,28.45,7.7999999999999999E-4,2.8700000000000002E-3,1,1]
["Darrington",7,60,1,21,20.91,5.1999999999999995E-4,2.7000000000000001E-3,1,1]
["Darrington",7,80,1,14,14.95,2.3000000000000001E-4,1.83E-3,1,1]
["Darrington",8,0,0,9,8.1999999999999993,5.3699999999999998E-3,1.8790000000000001E-2,1,1]
["Darrington",8,20,0,7,6.88,3.98E-3,1.763E-2,1,1,"Q average value interpolated between 0% and 40% values due to anomolous model results"]
["Darrington",8,40,0,6,5.59,2.5899999999999999E-3,1.6469999999999999E-2,1,1]
["Darrington",8,60,0,4,4.3,1.5499999999999999E-3,1.4080000000000001E-2,1,1]
["Darrington",8,80,0,3,3.1,6.8000000000000005E-4,9.2499999999999995E-3,1,1]
["Darrington",8,0,1,54,46.77,1.6199999999999999E-3,3.5100000000000001E-3,1,1]
["Darrington",8,20,1,40,36.119999999999997,1.2999999999999999E-3,3.3500000000000001E-3,1,1]
["Darrington",8,40,1,30,26.95,9.7000000000000005E-4,3.13E-3,1,1]
["Darrington",8,60,1,21,18.87,7.2999999999999996E-4,3.1099999999999999E-3,1,1]
["Darrington",8,80,1,20,11.51,3.3E-4,2.2100000000000002E-3,1,1]
["Darrington",9,0,0,11,11.12,8.6800000000000002E-3,2.6759999999999999E-2,1,1]
["Darrington",9,20,0,9,9.39,6.8800000000000007E-3,2.538E-2,1,1,"Q average value interpolated between 0% and 40% values due to anomolous model results"]
["Darrington",9,40,0,8,8.06,5.0800000000000003E-3,2.4E-2,1,1]
["Darrington",9,60,0,6,6.24,3.4399999999999999E-3,2.1170000000000001E-2,1,1]
["Darrington",9,80,0,4,3.96,1.7799999999999999E-3,1.6320000000000001E-2,1,1]
["Darrington",9,0,1,119,156.13999999999999,4.0400000000000002E-3,5.9100000000000003E-3,1,1]
["Darrington",9,20,1,73,73.89,3.2799999999999999E-3,5.8599999999999998E-3,1,1]
["Darrington",9,40,1,49,54.02,2.49E-3,5.64E-3,1,1]
["Darrington",9,60,1,33,30.73,1.8E-3,5.6100000000000004E-3,1,1]
["Darrington",9,80,1,22,21.17,9.7000000000000005E-4,4.3600000000000002E-3,1,1]
["Darrington",10,0,0,15,15.81,1.3950000000000001E-2,3.372E-2,1,1]
["Darrington",10,20,0,12,13.44,1.141E-2,3.2259999999999997E-2,1,1,"Q average value interpolated between 0% and 40% values due to anomolous model results"]
["Darrington",10,40,0,10,10.81,8.8699999999999994E-3,3.0800000000000001E-2,1,1]
["Darrington",10,60,0,8,8.84,6.2700000000000004E-3,2.7060000000000001E-2,1,1]
["Darrington",10,80,0,6,7.32,3.4199999999999999E-3,2.1219999999999999E-2,1,1]
["Darrington",10,0,1,187,257.95,7.8499999999999993E-3,8.7899999999999992E-3,1,1]
["Darrington",10,20,1,116,155.84,6.62E-3,8.9800000000000001E-3,1,1]
["Darrington",10,40,1,70,85.34,5.5799999999999999E-3,8.9700000000000005E-3,1,1]
["Darrington",10,60,1,39,40.61,4.3499999999999997E-3,9.0500000000000008E-3,1,1]
["Darrington",10,80,1,28,24.77,2.4399999999999999E-3,7.1799999999999998E-3,1,1]
["Darrington",11,0,0,19,21.04,1.8519999999999998E-2,3.8129999999999997E-2,1,1]
["Darrington",11,20,0,15,18.48,1.5254999999999999E-2,3.6510000000000001E-2,1,1,"Q average value interpolated between 0% and 40% values due to anomolous model results"]
["Darrington",11,40,0,13,15.06,1.1990000000000001E-2,3.4889999999999997E-2,1,1]
["Darrington",11,60,0,9,11.52,8.4700000000000001E-3,3.1370000000000002E-2,1,1]
["Darrington",11,80,0,7,7.76,4.6499999999999996E-3,2.5000000000000001E-2,1,1]
["Darrington",11,0,1,316,383.23,1.3509999999999999E-2,1.1089999999999999E-2,1,1]
["Darrington",11,20,1,181,212.52,1.174E-2,1.136E-2,1,1]
["Darrington",11,40,1,91,93.36,9.3200000000000002E-3,1.1299999999999999E-2,1,1]
["Darrington",11,60,1,46,46.07,6.8399999999999997E-3,1.154E-2,1,1]
["Darrington",11,80,1,29,30.09,3.8E-3,9.4400000000000005E-3,1,1]
["Darrington",12,0,0,19,19.98,1.7430000000000001E-2,3.6519999999999997E-2,1,1]
["Darrington",12,20,0,15,16.64,1.4225000000000002E-2,3.4970000000000001E-2,1,1,"Q average value interpolated between 0% and 40% values due to anomolous model results"]
["Darrington",12,40,0,12,13.54,1.102E-2,3.3419999999999998E-2,1,1]
["Darrington",12,60,0,9,9.82,7.6499999999999997E-3,2.9590000000000002E-2,1,1]
["Darrington",12,80,0,7,7.38,4.1000000000000003E-3,2.3460000000000002E-2,1,1]
["Darrington",12,0,1,243,283.81,1.2840000000000001E-2,1.108E-2,1,1]
["Darrington",12,20,1,170,206.39,1.0800000000000001E-2,1.116E-2,1,1]
["Darrington",12,40,1,101,103.03,8.4200000000000004E-3,1.072E-2,1,1]
["Darrington",12,60,1,48,49.38,6.2300000000000003E-3,1.057E-2,1,1]
["Darrington",12,80,1,29,27.97,3.3899999999999998E-3,8.4700000000000001E-3,1,1]
["Frances",1,0,0,16,18.600000000000001,1.831E-2,4.231E-2,1,1]
["Frances",1,20,0,13,15.52,1.5065E-2,4.0785000000000002E-2,1,1,"Q average value interpolated between 0% and 40% values due to anomolous model results"]
["Frances",1,40,0,11,12.69,1.1820000000000001E-2,3.9260000000000003E-2,1,1]
["Frances",1,60,0,8,9.1300000000000008,8.2000000000000007E-3,3.5220000000000001E-2,1,1]
["Frances",1,80,0,7,6.96,4.4000000000000003E-3,2.7359999999999999E-2,1,1]
["Frances",1,0,1,167,184.45,1.38E-2,1.452E-2,1,1]
["Frances",1,20,1,115,128.21,1.166E-2,1.4330000000000001E-2,1,1]
["Frances",1,40,1,73,66.72,9.1199999999999996E-3,1.3820000000000001E-2,1,1]
["Frances",1,60,1,44,41.33,6.43E-3,1.307E-2,1,1]
["Frances",1,80,1,15,15.94,4.0899999999999999E-3,1.272E-2,1,1,"flow avg and std dev value interpolated from lower infiltration values because MGS flood model did not converge on a solution"]
["Frances",2,0,0,16,17.53,1.643E-2,3.9269999999999999E-2,1,1]
["Frances",2,20,0,13,15.63,1.3415E-2,3.7724999999999995E-2,1,1,"Q average value interpolated between 0% and 40% values due to anomolous model results"]
["Frances",2,40,0,11,11.73,1.04E-2,3.6179999999999997E-2,1,1]
["Frances",2,60,0,8,9.0399999999999991,7.1300000000000001E-3,3.1780000000000003E-2,1,1]
["Frances",2,80,0,6,6.45,3.7399999999999998E-3,2.4680000000000001E-2,1,1]
["Frances",2,0,1,137,127.65,1.291E-2,1.414E-2,1,1]
["Frances",2,20,1,96,99.93,1.077E-2,1.396E-2,1,1]
["Frances",2,40,1,60,65.040000000000006,8.3300000000000006E-3,1.338E-2,1,1]
["Frances",2,60,1,39,40.130000000000003,5.7499999999999999E-3,1.242E-2,1,1]
["Frances",2,80,1,18,15.22,3.46E-3,1.204E-2,1,1,"flow avg and std dev value interpolated from lower infiltration values because MGS flood model did not converge on a solution"]
["Frances",3,0,0,16,20.16,1.358E-2,3.2579999999999998E-2,1,1]
["Frances",3,20,0,12,16.38,1.0695E-2,3.0964999999999999E-2,1,1,"Q average value interpolated between 0% and 40% values due to anomolous model results"]
["Frances",3,40,0,11,13.7,7.8100000000000001E-3,2.9350000000000001E-2,1,1]
["Frances",3,60,0,7,10.35,4.8900000000000002E-3,2.537E-2,1,1]
["Frances",3,80,0,6,8.73,2.2200000000000002E-3,1.8700000000000001E-2,1,1]
["Frances",3,0,1,105,105.1,9.6500000000000006E-3,1.192E-2,1,1]
["Frances",3,20,1,78,77.900000000000006,7.77E-3,1.149E-2,1,1]
["Frances",3,40,1,53,51.87,5.7600000000000004E-3,1.074E-2,1,1]
["Frances",3,60,1,32,29.24,3.7000000000000002E-3,9.7000000000000003E-3,1,1]
["Frances",3,80,1,11,6.61,1.755E-3,9.11E-3,1,1,"flow avg and std dev value interpolated from lower infiltration values because MGS flood model did not converge on a solution"]
["Frances",4,0,0,12,14.39,8.5599999999999999E-3,2.5780000000000001E-2,1,1]
["Frances",4,20,0,9,11.97,6.4549999999999998E-3,2.4324999999999999E-2,1,1,"Q average value interpolated between 0% and 40% values due to anomolous model results"]
["Frances",4,40,0,8,10.54,4.3499999999999997E-3,2.2870000000000001E-2,1,1]
["Frances",4,60,0,6,9.41,2.5300000000000001E-3,1.992E-2,1,1]
["Frances",4,80,0,5,7.22,1.14E-3,1.499E-2,1,1]
["Frances",4,0,1,70,65.81,6.1599999999999997E-3,9.4800000000000006E-3,1,1]
["Frances",4,20,1,48,46.86,4.6499999999999996E-3,9.0100000000000006E-3,1,1]
["Frances",4,40,1,34,33.35,3.1900000000000001E-3,8.26E-3,1,1]
["Frances",4,60,1,24,25.39,1.8799999999999999E-3,7.4799999999999997E-3,1,1]
["Frances",4,80,1,14,17.43,3.9500000000000001E-4,6.8700000000000002E-3,1,1,"flow avg and std dev value interpolated from lower infiltration values because MGS flood model did not converge on a solution"]
["Frances",5,0,0,8,10.31,4.8799999999999998E-3,1.523E-2,1,1]
["Frances",5,20,0,6,9.74,3.3999999999999998E-3,1.3705E-2,1,1,"Q average value interpolated between 0% and 40% values due to anomolous model results"]
["Frances",5,40,0,6,9.5,1.92E-3,1.218E-2,1,1]
["Frances",5,60,0,6,11.49,8.8000000000000003E-4,8.6700000000000006E-3,1,1]
["Frances",5,80,0,2,2.88,1.6000000000000001E-4,4.1099999999999999E-3,1,1]
["Frances",5,0,1,40,38.57,2.4499999999999999E-3,5.0699999999999999E-3,1,1]
["Frances",5,20,1,34,29.19,1.64E-3,4.3800000000000002E-3,1,1]
["Frances",5,40,1,26,23.42,9.7999999999999997E-4,3.63E-3,1,1]
["Frances",5,60,1,17,16.75,4.8999999999999998E-4,2.65E-3,1,1]
["Frances",5,80,1,8,10.08,4.8999999999999998E-4,2.65E-3,1,1,"flow avg and std dev value set to 60% infiltration value because interpolation resulted in negative number"]
["Frances",6,0,0,9,10.97,4.15E-3,1.44E-2,1,1]
["Frances",6,20,0,7,10.34,2.8999999999999998E-3,1.3104999999999999E-2,1,1,"Q average value interpolated between 0% and 40% values due to anomolous model results"]
["Frances",6,40,0,6,9.2100000000000009,1.65E-3,1.1809999999999999E-2,1,1]
["Frances",6,60,0,4,5.0599999999999996,6.9999999999999999E-4,8.0999999999999996E-3,1,1]
["Frances",6,80,0,3,4.2699999999999996,1.4999999999999999E-4,3.9699999999999996E-3,1,1]
["Frances",6,0,1,36,30.53,1.75E-3,4.47E-3,1,1]
["Frances",6,20,1,32,25.75,1.2600000000000001E-3,3.9699999999999996E-3,1,1]
["Frances",6,40,1,21,19.16,7.9000000000000001E-4,3.2200000000000002E-3,1,1]
["Frances",6,60,1,14,14.3,3.5E-4,2.2899999999999999E-3,1,1]
["Frances",6,80,1,7,9.44,3.5E-4,2.2899999999999999E-3,1,1,"flow avg and std dev value set to 60% infiltration value because interpolation resulted in negative number"]
["Frances",7,0,0,8,7.7,2.7899999999999999E-3,1.189E-2,1,1]
["Frances",7,20,0,6,7.59,1.8649999999999999E-3,1.073E-2,1,1,"Q average value interpolated between 0% and 40% values due to anomolous model results"]
["Frances",7,40,0,6,8.25,9.3999999999999997E-4,9.5700000000000004E-3,1,1]
["Frances",7,60,0,5,5.7,3.2000000000000003E-4,6.6800000000000002E-3,1,1]
["Frances",7,80,0,1,0,8.0000000000000007E-5,6.2300000000000003E-3,1,1]
["Frances",7,0,1,32,25.12,6.8000000000000005E-4,2.6099999999999999E-3,1,1]
["Frances",7,20,1,29,20.36,4.8000000000000001E-4,2.2699999999999999E-3,1,1]
["Frances",7,40,1,19,14.64,2.9E-4,1.82E-3,1,1]
["Frances",7,60,1,11,10.4,1.2E-4,1.2600000000000001E-3,1,1]
["Frances",7,80,1,3,6.16,1.2E-4,1.2600000000000001E-3,1,1,"flow avg and std dev value set to 60% infiltration value because interpolation resulted in negative number"]
["Frances",8,0,0,8,8.3000000000000007,4.7099999999999998E-3,1.831E-2,1,1]
["Frances",8,20,0,6,5.99,3.405E-3,1.7255E-2,1,1,"Q average value interpolated between 0% and 40% values due to anomolous model results"]
["Frances",8,40,0,5,4.6399999999999997,2.0999999999999999E-3,1.6199999999999999E-2,1,1]
["Frances",8,60,0,4,3.6,1.09E-3,1.2749999999999999E-2,1,1]
["Frances",8,80,0,2,1.62,3.6000000000000002E-4,8.6999999999999994E-3,1,1]
["Frances",8,0,1,46,45.15,1.5299999999999999E-3,4.1999999999999997E-3,1,1]
["Frances",8,20,1,29,26.51,1.2700000000000001E-3,3.9699999999999996E-3,1,1]
["Frances",8,40,1,24,22.24,8.9999999999999998E-4,3.5400000000000002E-3,1,1]
["Frances",8,60,1,18,18.309999999999999,5.4000000000000001E-4,2.99E-3,1,1]
["Frances",8,80,1,12,14.38,2.2499999999999999E-4,2.66E-3,1,1,"flow avg and std dev value interpolated from lower infiltration values because MGS flood model did not converge on a solution"]
["Frances",9,0,0,10,11.23,7.4200000000000004E-3,2.5420000000000002E-2,1,1]
["Frances",9,20,0,7,9.8000000000000007,5.6750000000000004E-3,2.4129999999999999E-2,1,1,"Q average value interpolated between 0% and 40% values due to anomolous model results"]
["Frances",9,40,0,6,7.97,3.9300000000000003E-3,2.2839999999999999E-2,1,1]
["Frances",9,60,0,5,6.28,2.31E-3,1.933E-2,1,1]
["Frances",9,80,0,4,3.7,9.8999999999999999E-4,1.444E-2,1,1]
["Frances",9,0,1,63,62.6,3.1800000000000001E-3,6.45E-3,1,1]
["Frances",9,20,1,40,42.31,2.49E-3,6.0000000000000001E-3,1,1]
["Frances",9,40,1,29,29.9,1.7899999999999999E-3,5.4200000000000003E-3,1,1]
["Frances",9,60,1,23,21.97,1.1199999999999999E-3,4.79E-3,1,1]
["Frances",9,80,1,17,14.04,4.2499999999999998E-4,4.2750000000000002E-3,1,1,"flow avg and std dev value interpolated from lower infiltration values because MGS flood model did not converge on a solution"]
["Frances",10,0,0,14,14.32,1.2710000000000001E-2,3.3919999999999999E-2,1,1]
["Frances",10,20,0,11,12.11,1.021E-2,3.2585000000000003E-2,1,1,"Q average value interpolated between 0% and 40% values due to anomolous model results"]
["Frances",10,40,0,9,9.1999999999999993,7.7099999999999998E-3,3.125E-2,1,1]
["Frances",10,60,0,6,7.07,4.9899999999999996E-3,2.682E-2,1,1]
["Frances",10,80,0,4,4.32,2.3E-3,2.06E-2,1,1]
["Frances",10,0,1,94,101.2,7.5300000000000002E-3,1.0580000000000001E-2,1,1]
["Frances",10,20,1,70,75.150000000000006,6.3800000000000003E-3,1.017E-2,1,1]
["Frances",10,40,1,52,53.93,5.0000000000000001E-3,9.4400000000000005E-3,1,1]
["Frances",10,60,1,32,29.4,3.4099999999999998E-3,8.4700000000000001E-3,1,1]
["Frances",10,80,1,12,4.87,2.1450000000000002E-3,7.9000000000000008E-3,1,1,"flow avg and std dev value interpolated from lower infiltration values because MGS flood model did not converge on a solution"]
["Frances",11,0,0,17,20,1.8890000000000001E-2,4.3220000000000001E-2,1,1]
["Frances",11,20,0,13,17.11,1.5545E-2,4.1654999999999998E-2,1,1,"Q average value interpolated between 0% and 40% values due to anomolous model results"]
["Frances",11,40,0,12,13.63,1.2200000000000001E-2,4.0090000000000001E-2,1,1]
["Frances",11,60,0,8,9.93,8.43E-3,3.6609999999999997E-2,1,1]
["Frances",11,80,0,5,6.28,4.4400000000000004E-3,2.853E-2,1,1]
["Frances",11,0,1,169,172.8,1.374E-2,1.4109999999999999E-2,1,1]
["Frances",11,20,1,112,132.69999999999999,1.174E-2,1.396E-2,1,1]
["Frances",11,40,1,74,82.1,9.3200000000000002E-3,1.349E-2,1,1]
["Frances",11,60,1,46,50.68,6.6699999999999997E-3,1.2760000000000001E-2,1,1]
["Frances",11,80,1,18,19.260000000000002,4.4600000000000004E-3,1.2449999999999999E-2,1,1,"flow avg and std dev value interpolated from lower infiltration values because MGS flood model did not converge on a solution"]
["Frances",12,0,0,16,18.7,1.7420000000000001E-2,4.2029999999999998E-2,1,1]
["Frances",12,20,0,13,15.89,1.4265E-2,4.0499999999999994E-2,1,1,"Q average value interpolated between 0% and 40% values due to anomolous model results"]
["Frances",12,40,0,11,12.11,1.111E-2,3.8969999999999998E-2,1,1]
["Frances",12,60,0,8,8.76,7.7200000000000003E-3,3.5180000000000003E-2,1,1]
["Frances",12,80,0,6,6.38,4.1599999999999996E-3,2.8500000000000001E-2,1,1]
["Frances",12,0,1,133,157.83000000000001,1.469E-2,1.491E-2,1,1]
["Frances",12,20,1,100,108.41,1.2200000000000001E-2,1.468E-2,1,1]
["Frances",12,40,1,66,65.709999999999994,9.58E-3,1.401E-2,1,1]
["Frances",12,60,1,42,39.83,6.7200000000000003E-3,1.308E-2,1,1]
["Frances",12,80,1,18,13.95,4.1650000000000003E-3,2.63E-2,1,1,"flow avg and std dev value interpolated from lower infiltration values because MGS flood model did not converge on a solution"]
["Montesano",1,0,0,16,16.38,1.736E-2,3.8210000000000001E-2,1,1]
["Montesano",1,20,0,13,14.38,1.4165000000000001E-2,3.6769999999999997E-2,1,1,"Q average value interpolated between 0% and 40% values due to anomolous model results"]
["Montesano",1,40,0,10,11.52,1.0970000000000001E-2,3.533E-2,1,1]
["Montesano",1,60,0,7,7.86,7.5900000000000004E-3,3.1690000000000003E-2,1,1]
["Montesano",1,80,0,5,5.53,3.9199999999999999E-3,2.5229999999999999E-2,1,1]
["Montesano",1,0,1,135,159.31,1.4030000000000001E-2,1.3690000000000001E-2,1,1]
["Montesano",1,20,1,92,99.86,1.1730000000000001E-2,1.324E-2,1,1]
["Montesano",1,40,1,53,52.4,9.2200000000000008E-3,1.286E-2,1,1]
["Montesano",1,60,1,37,35.51,6.5100000000000002E-3,1.176E-2,1,1]
["Montesano",1,80,1,22,20.49,3.49E-3,0.01,1,1]
["Montesano",2,0,0,15,15.87,1.5350000000000001E-2,3.4279999999999998E-2,1,1]
["Montesano",2,20,0,11,14.23,1.2385E-2,3.279E-2,1,1,"Q average value interpolated between 0% and 40% values due to anomolous model results"]
["Montesano",2,40,0,11,11.91,9.4199999999999996E-3,3.1300000000000001E-2,1,1]
["Montesano",2,60,0,8,9.1,6.4099999999999999E-3,2.777E-2,1,1]
["Montesano",2,80,0,6,6.63,3.1199999999999999E-3,2.0760000000000001E-2,1,1]
["Montesano",2,0,1,110,122.9,1.2359999999999999E-2,1.3220000000000001E-2,1,1]
["Montesano",2,20,1,84,104.17,1.0030000000000001E-2,1.277E-2,1,1]
["Montesano",2,40,1,51,53.27,7.6600000000000001E-3,1.223E-2,1,1]
["Montesano",2,60,1,33,37.97,5.2500000000000003E-3,1.094E-2,1,1]
["Montesano",2,80,1,21,19.71,2.64E-3,9.0200000000000002E-3,1,1]
["Montesano",3,0,0,14,15.38,1.256E-2,2.8709999999999999E-2,1,1]
["Montesano",3,20,0,11,13.26,9.7700000000000009E-3,2.7200000000000002E-2,1,1,"Q average value interpolated between 0% and 40% values due to anomolous model results"]
["Montesano",3,40,0,9,10.68,6.9800000000000001E-3,2.5690000000000001E-2,1,1]
["Montesano",3,60,0,6,6.73,4.4299999999999999E-3,2.2169999999999999E-2,1,1]
["Montesano",3,80,0,4,4.8600000000000003,1.91E-3,1.566E-2,1,1]
["Montesano",3,0,1,89,93.94,9.7800000000000005E-3,1.1010000000000001E-2,1,1]
["Montesano",3,20,1,60,57.47,7.6800000000000002E-3,1.0370000000000001E-2,1,1]
["Montesano",3,40,1,43,41.67,5.5500000000000002E-3,9.6200000000000001E-3,1,1]
["Montesano",3,60,1,27,26.86,3.5400000000000002E-3,8.3199999999999993E-3,1,1]
["Montesano",3,80,1,17,14.65,1.57E-3,6.5100000000000002E-3,1,1]
["Montesano",4,0,0,12,13.35,8.6E-3,2.3740000000000001E-2,1,1]
["Montesano",4,20,0,9,11.13,6.5199999999999998E-3,2.2330000000000003E-2,1,1,"Q average value interpolated between 0% and 40% values due to anomolous model results"]
["Montesano",4,40,0,7,8.8800000000000008,4.4400000000000004E-3,2.0920000000000001E-2,1,1]
["Montesano",4,60,0,5,6.44,2.7200000000000002E-3,1.7760000000000001E-2,1,1]
["Montesano",4,80,0,4,5.1100000000000003,1.1999999999999999E-3,1.2710000000000001E-2,1,1]
["Montesano",4,0,1,61,62.82,6.2199999999999998E-3,8.9300000000000004E-3,1,1]
["Montesano",4,20,1,45,42.72,4.7499999999999999E-3,8.2400000000000008E-3,1,1]
["Montesano",4,40,1,30,29.65,3.31E-3,7.4799999999999997E-3,1,1]
["Montesano",4,60,1,24,21.71,2.0500000000000002E-3,6.3400000000000001E-3,1,1]
["Montesano",4,80,1,16,13.94,9.3999999999999997E-4,4.8999999999999998E-3,1,1]
["Montesano",5,0,0,10,9.34,5.7400000000000003E-3,1.695E-2,1,1]
["Montesano",5,20,0,7,7.53,4.1250000000000002E-3,1.546E-2,1,1,"Q average value interpolated between 0% and 40% values due to anomolous model results"]
["Montesano",5,40,0,6,5.49,2.5100000000000001E-3,1.397E-2,1,1]
["Montesano",5,60,0,4,3.97,1.31E-3,1.0919999999999999E-2,1,1]
["Montesano",5,80,0,3,2.99,3.8000000000000002E-4,6.13E-3,1,1]
["Montesano",5,0,1,41,28.52,3.1199999999999999E-3,5.8599999999999998E-3,1,1]
["Montesano",5,20,1,30,22.74,2.2599999999999999E-3,5.1500000000000001E-3,1,1]
["Montesano",5,40,1,21,18.25,1.4599999999999999E-3,4.3899999999999998E-3,1,1]
["Montesano",5,60,1,16,15.46,7.7999999999999999E-4,3.3800000000000002E-3,1,1]
["Montesano",5,80,1,12,10.53,2.5000000000000001E-4,2.15E-3,1,1]
["Montesano",6,0,0,8,7.6,4.7099999999999998E-3,1.6240000000000001E-2,1,1]
["Montesano",6,20,0,6,5.98,3.3949999999999996E-3,1.5035E-2,1,1,"Q average value interpolated between 0% and 40% values due to anomolous model results"]
["Montesano",6,40,0,5,5.45,2.0799999999999998E-3,1.383E-2,1,1]
["Montesano",6,60,0,4,3.55,1.1299999999999999E-3,1.1310000000000001E-2,1,1]
["Montesano",6,80,0,2,2.14,3.2000000000000003E-4,6.0299999999999998E-3,1,1]
["Montesano",6,0,1,33,27.21,2.3700000000000001E-3,5.11E-3,1,1]
["Montesano",6,20,1,24,21.57,1.6999999999999999E-3,4.5199999999999997E-3,1,1]
["Montesano",6,40,1,19,16.37,1.1100000000000001E-3,3.9100000000000003E-3,1,1]
["Montesano",6,60,1,14,12.07,6.4000000000000005E-4,3.13E-3,1,1]
["Montesano",6,80,1,10,4.76,2.2000000000000001E-4,1.97E-3,1,1]
["Montesano",7,0,0,8,6.89,4.1700000000000001E-3,1.636E-2,1,1]
["Montesano",7,20,0,7,6.72,3.0500000000000002E-3,1.529E-2,1,1,"Q average value interpolated between 0% and 40% values due to anomolous model results"]
["Montesano",7,40,0,6,5.92,1.9300000000000001E-3,1.422E-2,1,1]
["Montesano",7,60,0,4,4.8600000000000003,1.1100000000000001E-3,1.1769999999999999E-2,1,1]
["Montesano",7,80,0,4,3.09,4.4000000000000002E-4,8.3199999999999993E-3,1,1]
["Montesano",7,0,1,36,36.33,1.31E-3,4.1200000000000004E-3,1,1]
["Montesano",7,20,1,25,24.06,1.0300000000000001E-3,3.7799999999999999E-3,1,1]
["Montesano",7,40,1,19,20.66,7.3999999999999999E-4,3.4199999999999999E-3,1,1]
["Montesano",7,60,1,16,16.850000000000001,4.6999999999999999E-4,2.9099999999999998E-3,1,1]
["Montesano",7,80,1,19,13.27,2.3000000000000001E-4,2.3800000000000002E-3,1,1]
["Montesano",8,0,0,9,8.07,5.7499999999999999E-3,1.9310000000000001E-2,1,1]
["Montesano",8,20,0,7,8.1199999999999992,4.3150000000000003E-3,1.8265E-2,1,1,"Q average value interpolated between 0% and 40% values due to anomolous model results"]
["Montesano",8,40,0,6,6.03,2.8800000000000002E-3,1.7219999999999999E-2,1,1]
["Montesano",8,60,0,4,3.56,1.65E-3,1.3599999999999999E-2,1,1]
["Montesano",8,80,0,3,2.42,5.5000000000000003E-4,8.43E-3,1,1]
["Montesano",8,0,1,40,42.92,1.9599999999999999E-3,5.1900000000000002E-3,1,1]
["Montesano",8,20,1,37,40.369999999999997,1.73E-3,4.96E-3,1,1]
["Montesano",8,40,1,28,31.11,1.25E-3,4.3600000000000002E-3,1,1]
["Montesano",8,60,1,17,18.77,7.7999999999999999E-4,3.5400000000000002E-3,1,1]
["Montesano",8,80,1,10,9.39,3.1E-4,2.3999999999999998E-3,1,1]
["Montesano",9,0,0,10,11.12,8.2699999999999996E-3,2.7230000000000001E-2,1,1]
["Montesano",9,20,0,8,10.06,6.5550000000000001E-3,2.606E-2,1,1,"Q average value interpolated between 0% and 40% values due to anomolous model results"]
["Montesano",9,40,0,7,7.75,4.8399999999999997E-3,2.4889999999999999E-2,1,1]
["Montesano",9,60,0,5,4.97,3.2399999999999998E-3,2.1940000000000001E-2,1,1]
["Montesano",9,80,0,3,3.64,1.5E-3,1.66E-2,1,1]
["Montesano",9,0,1,54,51.77,4.47E-3,8.1600000000000006E-3,1,1]
["Montesano",9,20,1,43,43,3.7200000000000002E-3,7.7600000000000004E-3,1,1]
["Montesano",9,40,1,32,33.380000000000003,2.8800000000000002E-3,7.26E-3,1,1]
["Montesano",9,60,1,26,24.96,2.0100000000000001E-3,6.3499999999999997E-3,1,1]
["Montesano",9,80,1,16,14.41,1.0399999999999999E-3,5.2500000000000003E-3,1,1]
["Montesano",10,0,0,14,13.44,1.32E-2,3.4160000000000003E-2,1,1]
["Montesano",10,20,0,11,11.46,1.0755000000000001E-2,3.2844999999999999E-2,1,1,"Q average value interpolated between 0% and 40% values due to anomolous model results"]
["Montesano",10,40,0,9,8.7899999999999991,8.3099999999999997E-3,3.1530000000000002E-2,1,1]
["Montesano",10,60,0,6,6.08,5.7299999999999999E-3,2.828E-2,1,1]
["Montesano",10,80,0,4,4.6399999999999997,2.7399999999999998E-3,2.163E-2,1,1]
["Montesano",10,0,1,99,106.84,8.5199999999999998E-3,1.1339999999999999E-2,1,1]
["Montesano",10,20,1,71,77.77,7.1999999999999998E-3,1.074E-2,1,1]
["Montesano",10,40,1,45,48.09,5.7499999999999999E-3,1.0030000000000001E-2,1,1]
["Montesano",10,60,1,32,30.64,4.0499999999999998E-3,8.7500000000000008E-3,1,1]
["Montesano",10,80,1,17,12.96,2.0500000000000002E-3,7.0499999999999998E-3,1,1]
["Montesano",11,0,0,16,16.72,1.6789999999999999E-2,3.8629999999999998E-2,1,1]
["Montesano",11,20,0,12,13.64,1.3704999999999998E-2,3.7319999999999999E-2,1,1,"Q average value interpolated between 0% and 40% values due to anomolous model results"]
["Montesano",11,40,0,10,10.87,1.0619999999999999E-2,3.601E-2,1,1]
["Montesano",11,60,0,7,7.88,7.3899999999999999E-3,3.2719999999999999E-2,1,1]
["Montesano",11,80,0,5,5.64,3.8700000000000002E-3,2.563E-2,1,1]
["Montesano",11,0,1,141,149.26,1.372E-2,1.319E-2,1,1]
["Montesano",11,20,1,85,101.45,1.137E-2,1.2789999999999999E-2,1,1]
["Montesano",11,40,1,53,57.49,8.8199999999999997E-3,1.247E-2,1,1]
["Montesano",11,60,1,35,32.49,6.1799999999999997E-3,1.1509999999999999E-2,1,1]
["Montesano",11,80,1,21,18.75,3.3300000000000001E-3,1.004E-2,1,1]
["Montesano",12,0,0,15,16.52,1.7250000000000001E-2,3.9609999999999999E-2,1,1]
["Montesano",12,20,0,12,13.81,1.4215000000000002E-2,3.8184999999999997E-2,1,1,"Q average value interpolated between 0% and 40% values due to anomolous model results"]
["Montesano",12,40,0,11,11.39,1.1180000000000001E-2,3.6760000000000001E-2,1,1]
["Montesano",12,60,0,8,9.1999999999999993,7.9600000000000001E-3,3.3329999999999999E-2,1,1]
["Montesano",12,80,0,6,7.26,4.2500000000000003E-3,2.6880000000000001E-2,1,1]
["Montesano",12,0,1,112,137.06,1.4500000000000001E-2,1.4500000000000001E-2,1,1]
["Montesano",12,20,1,85,100.35,1.222E-2,1.414E-2,1,1]
["Montesano",12,40,1,56,62.22,9.7400000000000004E-3,1.383E-2,1,1]
["Montesano",12,60,1,39,40.08,7.0400000000000003E-3,1.277E-2,1,1]
["Montesano",12,80,1,24,21.57,3.8800000000000002E-3,1.11E-2,1,1]
["Port Angeles",1,0,0,10,10.68,6.8199999999999997E-3,2.051E-2,1,1]
["Port Angeles",1,20,0,9,10.34,5.5899999999999995E-3,1.9775000000000001E-2,1,1,"Q average value interpolated between 0% and 40% values due to anomolous model results"]
["Port Angeles",1,40,0,7,8.32,4.3600000000000002E-3,1.9040000000000001E-2,1,1]
["Port Angeles",1,60,0,6,6.21,3.0300000000000001E-3,1.7090000000000001E-2,1,1]
["Port Angeles",1,80,0,5,5.69,1.67E-3,1.345E-2,1,1]
["Port Angeles",1,0,1,27,28.66,3.8400000000000001E-3,2.1099999999999999E-3,1,1]
["Port Angeles",1,20,1,44,37.53,3.2699999999999999E-3,2.0300000000000001E-3,1,1]
["Port Angeles",1,40,1,47,37.92,2.5400000000000002E-3,2.3999999999999998E-3,1,1]
["Port Angeles",1,60,1,42,32.619999999999997,1.83E-3,2.47E-3,1,1]
["Port Angeles",1,80,1,45,18.579999999999998,1.07E-3,2.5100000000000001E-3,1,1]
["Port Angeles",2,0,0,8,8.02,5.0699999999999999E-3,1.6879999999999999E-2,1,1]
["Port Angeles",2,20,0,7,7.72,4.0400000000000002E-3,1.6129999999999999E-2,1,1,"Q average value interpolated between 0% and 40% values due to anomolous model results"]
["Port Angeles",2,40,0,6,7.25,3.0100000000000001E-3,1.538E-2,1,1]
["Port Angeles",2,60,0,5,5.56,1.99E-3,1.367E-2,1,1]
["Port Angeles",2,80,0,5,5.16,1.0300000000000001E-3,1.0630000000000001E-2,1,1]
["Port Angeles",2,0,1,49,27.48,3.7100000000000002E-3,1.7700000000000001E-3,1,1]
["Port Angeles",2,20,1,39,52.33,3.0599999999999998E-3,1.6199999999999999E-3,1,1]
["Port Angeles",2,40,1,23,6.68,2.1800000000000001E-3,1.75E-3,1,1]
["Port Angeles",2,60,1,28,14.57,1.4E-3,1.7700000000000001E-3,1,1]
["Port Angeles",2,80,1,39,28.93,6.8999999999999997E-4,1.8500000000000001E-3,1,1]
["Port Angeles",3,0,0,7,6.6,3.3600000000000001E-3,1.2710000000000001E-2,1,1]
["Port Angeles",3,20,0,6,6.38,2.575E-3,1.204E-2,1,1,"Q average value interpolated between 0% and 40% values due to anomolous model results"]
["Port Angeles",3,40,0,5,5.46,1.7899999999999999E-3,1.137E-2,1,1]
["Port Angeles",3,60,0,4,3.99,1.08E-3,9.7800000000000005E-3,1,1]
["Port Angeles",3,80,0,3,2.4500000000000002,4.2999999999999999E-4,6.8700000000000002E-3,1,1]
["Port Angeles",3,0,1,2,0,3.0699999999999998E-3,1.3699999999999999E-3,1,1]
["Port Angeles",3,20,1,0,0,2.31E-3,1.3500000000000001E-3,1,1]
["Port Angeles",3,40,1,0,0,1.34E-3,1.3500000000000001E-3,1,1]
["Port Angeles",3,60,1,0,0,7.2999999999999996E-4,1.15E-3,1,1]
["Port Angeles",3,80,1,2,0,2.7E-4,8.7000000000000001E-4,1,1]
["Port Angeles",4,0,0,5,5.27,2.2799999999999999E-3,8.9300000000000004E-3,1,1]
["Port Angeles",4,20,0,5,5.16,1.66E-3,8.2150000000000001E-3,1,1,"Q average value interpolated between 0% and 40% values due to anomolous model results"]
["Port Angeles",4,40,0,4,4.53,1.0399999999999999E-3,7.4999999999999997E-3,1,1]
["Port Angeles",4,60,0,4,3.99,5.4000000000000001E-4,5.96E-3,1,1]
["Port Angeles",4,80,0,3,3.2,1.8000000000000001E-4,3.2499999999999999E-3,1,1]
["Port Angeles",4,0,1,0,0,1.9300000000000001E-3,1.0399999999999999E-3,1,1]
["Port Angeles",4,20,1,0,0,1.1199999999999999E-3,9.3999999999999997E-4,1,1]
["Port Angeles",4,40,1,0,0,4.4999999999999999E-4,7.7999999999999999E-4,1,1]
["Port Angeles",4,60,1,0,0,2.3000000000000001E-4,6.0999999999999997E-4,1,1]
["Port Angeles",4,80,1,0,0,8.0000000000000007E-5,3.6000000000000002E-4,1,1]
["Port Angeles",5,0,0,5,4.3099999999999996,1.8500000000000001E-3,8.2500000000000004E-3,1,1]
["Port Angeles",5,20,0,4,3.87,1.3050000000000002E-3,7.7600000000000004E-3,1,1,"Q average value interpolated between 0% and 40% values due to anomolous model results"]
["Port Angeles",5,40,0,3,3.36,7.6000000000000004E-4,7.2700000000000004E-3,1,1]
["Port Angeles",5,60,0,3,2.27,3.6999999999999999E-4,5.9500000000000004E-3,1,1]
["Port Angeles",5,80,0,2,0.98,1.2E-4,3.48E-3,1,1]
["Port Angeles",5,0,1,0,0,8.7000000000000001E-4,7.5000000000000002E-4,1,1]
["Port Angeles",5,20,1,0,0,4.4000000000000002E-4,5.9000000000000003E-4,1,1]
["Port Angeles",5,40,1,0,0,2.3000000000000001E-4,5.0000000000000001E-4,1,1]
["Port Angeles",5,60,1,0,0,1.1E-4,3.6000000000000002E-4,1,1]
["Port Angeles",5,80,1,0,0,3.0000000000000001E-5,2.2000000000000001E-4,1,1]
["Port Angeles",6,0,0,5,4.38,1.8E-3,8.5500000000000003E-3,1,1]
["Port Angeles",6,20,0,4,4.26,1.305E-3,8.1050000000000011E-3,1,1,"Q average value interpolated between 0% and 40% values due to anomolous model results"]
["Port Angeles",6,40,0,4,4.18,8.0999999999999996E-4,7.6600000000000001E-3,1,1]
["Port Angeles",6,60,0,4,4.32,4.6000000000000001E-4,6.0299999999999998E-3,1,1]
["Port Angeles",6,80,0,2,3.27,1.3999999999999999E-4,4.1099999999999999E-3,1,1]
["Port Angeles",6,0,1,0,0,4.4999999999999999E-4,6.0999999999999997E-4,1,1]
["Port Angeles",6,20,1,0,0,2.9999999999999997E-4,5.1999999999999995E-4,1,1]
["Port Angeles",6,40,1,0,0,1.9000000000000001E-4,4.8999999999999998E-4,1,1]
["Port Angeles",6,60,1,0,0,1.1E-4,4.0999999999999999E-4,1,1]
["Port Angeles",6,80,1,0,0,4.0000000000000003E-5,2.7E-4,1,1]
["Port Angeles",7,0,0,5,2.84,1.7600000000000001E-3,8.6400000000000001E-3,1,1]
["Port Angeles",7,20,0,4,3.23,1.2750000000000001E-3,8.0750000000000006E-3,1,1,"Q average value interpolated between 0% and 40% values due to anomolous model results"]
["Port Angeles",7,40,0,2,2.0299999999999998,7.9000000000000001E-4,7.5100000000000002E-3,1,1]
["Port Angeles",7,60,0,2,2.02,4.4999999999999999E-4,6.0600000000000003E-3,1,1]
["Port Angeles",7,80,0,2,1.75,2.0000000000000001E-4,5.0899999999999999E-3,1,1]
["Port Angeles",7,0,1,0,0,3.6000000000000002E-4,5.4000000000000001E-4,1,1]
["Port Angeles",7,20,1,0,0,2.5000000000000001E-4,4.8000000000000001E-4,1,1]
["Port Angeles",7,40,1,0,0,1.6000000000000001E-4,4.6000000000000001E-4,1,1]
["Port Angeles",7,60,1,0,0,9.0000000000000006E-5,3.6999999999999999E-4,1,1]
["Port Angeles",7,80,1,0,0,4.0000000000000003E-5,2.7999999999999998E-4,1,1]
["Port Angeles",8,0,0,6,5.23,2.8500000000000001E-3,1.2449999999999999E-2,1,1]
["Port Angeles",8,20,0,5,5.26,2.1900000000000001E-3,1.1984999999999999E-2,1,1,"Q average value interpolated between 0% and 40% values due to anomolous model results"]
["Port Angeles",8,40,0,4,4,1.5299999999999999E-3,1.1520000000000001E-2,1,1]
["Port Angeles",8,60,0,3,3.71,9.3999999999999997E-4,1.0200000000000001E-2,1,1]
["Port Angeles",8,80,0,2,1.91,3.6999999999999999E-4,7.7200000000000003E-3,1,1]
["Port Angeles",8,0,1,0,0,3.5E-4,6.2E-4,1,1]
["Port Angeles",8,20,1,0,0,2.7999999999999998E-4,5.8E-4,1,1]
["Port Angeles",8,40,1,0,0,2.2000000000000001E-4,5.9000000000000003E-4,1,1]
["Port Angeles",8,60,1,0,0,1.4999999999999999E-4,5.1999999999999995E-4,1,1]
["Port Angeles",8,80,1,0,0,8.0000000000000007E-5,4.4000000000000002E-4,1,1]
["Port Angeles",9,0,0,6,5.7,3.16E-3,1.477E-2,1,1]
["Port Angeles",9,20,0,5,5.2,2.4599999999999999E-3,1.4204999999999999E-2,1,1,"Q average value interpolated between 0% and 40% values due to anomolous model results"]
["Port Angeles",9,40,0,4,3.47,1.7600000000000001E-3,1.3639999999999999E-2,1,1]
["Port Angeles",9,60,0,2,2.5499999999999998,1.15E-3,1.2160000000000001E-2,1,1]
["Port Angeles",9,80,0,2,1.6,5.8E-4,1.005E-2,1,1]
["Port Angeles",9,0,1,0,0,7.5000000000000002E-4,7.6999999999999996E-4,1,1]
["Port Angeles",9,20,1,0,0,6.0999999999999997E-4,7.3999999999999999E-4,1,1]
["Port Angeles",9,40,1,0,0,4.4999999999999999E-4,7.6000000000000004E-4,1,1]
["Port Angeles",9,60,1,0,0,2.9999999999999997E-4,6.8000000000000005E-4,1,1]
["Port Angeles",9,80,1,0,0,1.4999999999999999E-4,5.9999999999999995E-4,1,1]
["Port Angeles",10,0,0,8,8.9,4.8700000000000002E-3,1.6650000000000002E-2,1,1]
["Port Angeles",10,20,0,7,8.81,3.8900000000000002E-3,1.601E-2,1,1,"Q average value interpolated between 0% and 40% values due to anomolous model results"]
["Port Angeles",10,40,0,5,8.17,2.9099999999999998E-3,1.537E-2,1,1]
["Port Angeles",10,60,0,5,8.36,1.9400000000000001E-3,1.353E-2,1,1]
["Port Angeles",10,80,0,4,4.1500000000000004,9.3000000000000005E-4,1.027E-2,1,1]
["Port Angeles",10,0,1,0,0,1.5E-3,1.17E-3,1,1]
["Port Angeles",10,20,1,0,0,1.2899999999999999E-3,1.1800000000000001E-3,1,1]
["Port Angeles",10,40,1,36,14.85,1.1199999999999999E-3,1.4499999999999999E-3,1,1]
["Port Angeles",10,60,1,18,20.11,8.3000000000000001E-4,1.48E-3,1,1]
["Port Angeles",10,80,1,28,23.5,4.8000000000000001E-4,1.3799999999999999E-3,1,1]
["Port Angeles",11,0,0,9,9.09,6.1199999999999996E-3,1.992E-2,1,1]
["Port Angeles",11,20,0,8,8.6199999999999992,4.9800000000000001E-3,1.9230000000000001E-2,1,1,"Q average value interpolated between 0% and 40% values due to anomolous model results"]
["Port Angeles",11,40,0,6,7.18,3.8400000000000001E-3,1.8540000000000001E-2,1,1]
["Port Angeles",11,60,0,5,6.56,2.63E-3,1.7090000000000001E-2,1,1]
["Port Angeles",11,80,0,4,5.8,1.41E-3,1.376E-2,1,1]
["Port Angeles",11,0,1,70,25.42,2.8999999999999998E-3,1.8799999999999999E-3,1,1]
["Port Angeles",11,20,1,36,28,2.6099999999999999E-3,1.92E-3,1,1]
["Port Angeles",11,40,1,36,23.35,2.3600000000000001E-3,2.31E-3,1,1]
["Port Angeles",11,60,1,28,22.02,1.7600000000000001E-3,2.2200000000000002E-3,1,1]
["Port Angeles",11,80,1,39,14.93,1.01E-3,2.1900000000000001E-3,1,1]
["Port Angeles",12,0,0,9,9.74,6.3099999999999996E-3,1.907E-2,1,1]
["Port Angeles",12,20,0,8,9.2899999999999991,5.1349999999999998E-3,1.8430000000000002E-2,1,1,"Q average value interpolated between 0% and 40% values due to anomolous model results"]
["Port Angeles",12,40,0,7,9.0500000000000007,3.96E-3,1.779E-2,1,1]
["Port Angeles",12,60,0,6,9.0399999999999991,2.7299999999999998E-3,1.5709999999999998E-2,1,1]
["Port Angeles",12,80,0,6,10.5,1.4400000000000001E-3,1.2070000000000001E-2,1,1]
["Port Angeles",12,0,1,60,45.64,3.7100000000000002E-3,1.8E-3,1,1]
["Port Angeles",12,20,1,58,46.68,3.31E-3,1.8600000000000001E-3,1,1]
["Port Angeles",12,40,1,56,62.55,2.7599999999999999E-3,2.2300000000000002E-3,1,1]
["Port Angeles",12,60,1,79,62.39,1.8500000000000001E-3,2.3E-3,1,1]
["Port Angeles",12,80,1,29,28.92,9.5E-4,2.0699999999999998E-3,1,1]
["Sappho",1,0,0,20,22.45,2.1180000000000001E-2,4.4650000000000002E-2,1,1]
["Sappho",1,20,0,16,18.579999999999998,1.7729999999999999E-2,4.3389999999999998E-2,1,1]
["Sappho",1,40,0,13,16.170000000000002,1.409E-2,4.1279999999999997E-2,1,1]
["Sappho",1,60,0,11,13.94,1.008E-2,3.7130000000000003E-2,1,1]
["Sappho",1,80,0,9,12.21,5.4799999999999996E-3,2.9819999999999999E-2,1,1]
["Sappho",1,0,1,161,174.43,1.6230000000000001E-2,1.7010000000000001E-2,1,1]
["Sappho",1,20,1,110,122.98,1.371E-2,1.6930000000000001E-2,1,1]
["Sappho",1,40,1,73,75.739999999999995,1.0970000000000001E-2,1.6289999999999999E-2,1,1]
["Sappho",1,60,1,44,43.99,7.9500000000000005E-3,1.538E-2,1,1]
["Sappho",1,80,1,27,24.66,4.5799999999999999E-3,1.3899999999999999E-2,1,1]
["Sappho",2,0,0,19,21.12,1.934E-2,0.04,1,1]
["Sappho",2,20,0,15,17.37,1.5859999999999999E-2,3.8800000000000001E-2,1,1]
["Sappho",2,40,0,12,13.98,1.2239999999999999E-2,3.6479999999999999E-2,1,1]
["Sappho",2,60,0,10,11.61,8.4200000000000004E-3,3.2140000000000002E-2,1,1]
["Sappho",2,80,0,8,8.52,4.2599999999999999E-3,2.4670000000000001E-2,1,1]
["Sappho",2,0,1,136,158.30000000000001,1.6160000000000001E-2,1.6150000000000001E-2,1,1]
["Sappho",2,20,1,87,95.09,1.355E-2,1.601E-2,1,1]
["Sappho",2,40,1,58,65.72,1.057E-2,1.5270000000000001E-2,1,1]
["Sappho",2,60,1,37,40.51,7.3200000000000001E-3,1.404E-2,1,1]
["Sappho",2,80,1,24,21.09,3.7100000000000002E-3,1.208E-2,1,1]
["Sappho",3,0,0,17,18.84,1.3509999999999999E-2,2.9430000000000001E-2,1,1]
["Sappho",3,20,0,12,15.11,1.04E-2,2.8119999999999999E-2,1,1]
["Sappho",3,40,0,10,11.05,7.3800000000000003E-3,2.5829999999999999E-2,1,1]
["Sappho",3,60,0,7,8.1300000000000008,4.4600000000000004E-3,2.146E-2,1,1]
["Sappho",3,80,0,5,5.16,1.7799999999999999E-3,1.469E-2,1,1]
["Sappho",3,0,1,94,87.24,1.072E-2,1.184E-2,1,1]
["Sappho",3,20,1,61,62.34,8.2900000000000005E-3,1.125E-2,1,1]
["Sappho",3,40,1,43,40.01,5.8999999999999999E-3,1.014E-2,1,1]
["Sappho",3,60,1,27,25.22,3.62E-3,8.7500000000000008E-3,1,1]
["Sappho",3,80,1,15,14.05,1.5200000000000001E-3,6.5700000000000003E-3,1,1]
["Sappho",4,0,0,14,16,9.8700000000000003E-3,2.4410000000000001E-2,1,1]
["Sappho",4,20,0,10,12.97,7.2399999999999999E-3,2.3130000000000001E-2,1,1]
["Sappho",4,40,0,8,9.7799999999999994,4.8399999999999997E-3,2.0570000000000001E-2,1,1]
["Sappho",4,60,0,6,7.06,2.7299999999999998E-3,1.7350000000000001E-2,1,1]
["Sappho",4,80,0,5,4.92,1.0399999999999999E-3,1.1690000000000001E-2,1,1]
["Sappho",4,0,1,69,70.39,8.0000000000000002E-3,1.0109999999999999E-2,1,1]
["Sappho",4,20,1,47,53.15,5.94E-3,9.5200000000000007E-3,1,1]
["Sappho",4,40,1,34,35.29,4.0000000000000001E-3,8.4799999999999997E-3,1,1]
["Sappho",4,60,1,23,23.86,2.2699999999999999E-3,7.1700000000000002E-3,1,1]
["Sappho",4,80,1,14,11.51,8.9999999999999998E-4,5.5300000000000002E-3,1,1]
["Sappho",5,0,0,11,11.45,6.1700000000000001E-3,1.72E-2,1,1]
["Sappho",5,20,0,8,9.56,4.1399999999999996E-3,1.5890000000000001E-2,1,1]
["Sappho",5,40,0,6,6.93,2.4599999999999999E-3,1.371E-2,1,1]
["Sappho",5,60,0,4,4.3899999999999997,1.1199999999999999E-3,9.9900000000000006E-3,1,1]
["Sappho",5,80,0,3,3.44,2.4000000000000001E-4,4.8700000000000002E-3,1,1]
["Sappho",5,0,1,47,38.35,4.1700000000000001E-3,6.9199999999999999E-3,1,1]
["Sappho",5,20,1,31,24.25,2.8E-3,5.9500000000000004E-3,1,1]
["Sappho",5,40,1,20,16.420000000000002,1.67E-3,4.79E-3,1,1]
["Sappho",5,60,1,14,12.21,7.7999999999999999E-4,3.5400000000000002E-3,1,1]
["Sappho",5,80,1,9,7.36,1.8000000000000001E-4,2.0100000000000001E-3,1,1]
["Sappho",6,0,0,9,9.1199999999999992,4.64E-3,1.481E-2,1,1]
["Sappho",6,20,0,6,6.81,2.9399999999999999E-3,1.374E-2,1,1]
["Sappho",6,40,0,5,5.62,1.7099999999999999E-3,1.176E-2,1,1]
["Sappho",6,60,0,4,5.14,7.5000000000000002E-4,8.5599999999999999E-3,1,1]
["Sappho",6,80,0,2,2.71,1.4999999999999999E-4,4.1999999999999997E-3,1,1]
["Sappho",6,0,1,37,31.08,2.6099999999999999E-3,5.3099999999999996E-3,1,1]
["Sappho",6,20,1,25,22.16,1.67E-3,4.4999999999999997E-3,1,1]
["Sappho",6,40,1,18,19.399999999999999,9.7000000000000005E-4,3.5400000000000002E-3,1,1]
["Sappho",6,60,1,12,11.23,4.4000000000000002E-4,2.4599999999999999E-3,1,1]
["Sappho",6,80,1,8,5.58,9.0000000000000006E-5,1.3799999999999999E-3,1,1]
["Sappho",7,0,0,8,7.21,3.5999999999999999E-3,1.372E-2,1,1]
["Sappho",7,20,0,5,5.38,2.2799999999999999E-3,1.278E-2,1,1]
["Sappho",7,40,0,4,3.61,1.33E-3,1.0999999999999999E-2,1,1]
["Sappho",7,60,0,3,2.99,6.3000000000000003E-4,8.4499999999999992E-3,1,1]
["Sappho",7,80,0,3,3.73,1.6000000000000001E-4,4.64E-3,1,1]
["Sappho",7,0,1,30,23.55,1.41E-3,3.9300000000000003E-3,1,1]
["Sappho",7,20,1,19,18.54,9.2000000000000003E-4,3.3600000000000001E-3,1,1]
["Sappho",7,40,1,17,16,5.5000000000000003E-4,2.7299999999999998E-3,1,1]
["Sappho",7,60,1,11,12.55,2.7999999999999998E-4,2.14E-3,1,1]
["Sappho",7,80,1,11,9.3699999999999992,9.0000000000000006E-5,1.6000000000000001E-3,1,1]
["Sappho",8,0,0,9,9.11,5.7299999999999999E-3,2.1899999999999999E-2,1,1]
["Sappho",8,20,0,6,8.2799999999999994,4.0899999999999999E-3,2.085E-2,1,1]
["Sappho",8,40,0,6,8.15,2.8300000000000001E-3,1.9199999999999998E-2,1,1]
["Sappho",8,60,0,4,5.26,1.73E-3,1.6580000000000001E-2,1,1]
["Sappho",8,80,0,4,5.25,8.4000000000000003E-4,1.252E-2,1,1]
["Sappho",8,0,1,40,43.72,2.14E-3,5.6100000000000004E-3,1,1]
["Sappho",8,20,1,29,38.83,1.6800000000000001E-3,5.4099999999999999E-3,1,1]
["Sappho",8,40,1,23,29.17,1.24E-3,5.0400000000000002E-3,1,1]
["Sappho",8,60,1,21,22.85,8.4999999999999995E-4,4.7299999999999998E-3,1,1]
["Sappho",8,80,1,14,13.71,5.2999999999999998E-4,4.6499999999999996E-3,1,1]
["Sappho",9,0,0,13,14.64,8.7899999999999992E-3,2.6100000000000002E-2,1,1]
["Sappho",9,20,0,11,14.2,6.7600000000000004E-3,2.486E-2,1,1]
["Sappho",9,40,0,8,11.77,4.9199999999999999E-3,2.2919999999999999E-2,1,1]
["Sappho",9,60,0,6,11.17,3.0200000000000001E-3,1.9519999999999999E-2,1,1]
["Sappho",9,80,0,3,4.2300000000000004,1.0399999999999999E-3,1.3350000000000001E-2,1,1]
["Sappho",9,0,1,64,65.66,4.0600000000000002E-3,8.0300000000000007E-3,1,1]
["Sappho",9,20,1,49,57.48,3.2100000000000002E-3,7.5100000000000002E-3,1,1]
["Sappho",9,40,1,34,33.590000000000003,2.3999999999999998E-3,6.7099999999999998E-3,1,1]
["Sappho",9,60,1,26,25.47,1.57E-3,5.7099999999999998E-3,1,1]
["Sappho",9,80,1,13,9.6300000000000008,6.4999999999999997E-4,4.3600000000000002E-3,1,1]
["Sappho",10,0,0,16,16.54,1.5720000000000001E-2,3.7440000000000001E-2,1,1]
["Sappho",10,20,0,12,14.59,1.2840000000000001E-2,3.6260000000000001E-2,1,1]
["Sappho",10,40,0,10,11.62,9.9600000000000001E-3,3.4209999999999997E-2,1,1]
["Sappho",10,60,0,7,9.58,6.7999999999999996E-3,2.9929999999999998E-2,1,1]
["Sappho",10,80,0,5,6.43,3.2599999999999999E-3,2.2339999999999999E-2,1,1]
["Sappho",10,0,1,123,144.99,1.111E-2,1.304E-2,1,1]
["Sappho",10,20,1,78,80.89,9.3600000000000003E-3,1.2699999999999999E-2,1,1]
["Sappho",10,40,1,54,51.94,7.4200000000000004E-3,1.1860000000000001E-2,1,1]
["Sappho",10,60,1,33,29.48,5.1799999999999997E-3,1.074E-2,1,1]
["Sappho",10,80,1,18,14.04,2.6199999999999999E-3,9.0500000000000008E-3,1,1]
["Sappho",11,0,0,19,21.08,2.1860000000000001E-2,4.6789999999999998E-2,1,1]
["Sappho",11,20,0,14,16.190000000000001,1.8290000000000001E-2,4.5719999999999997E-2,1,1]
["Sappho",11,40,0,11,12.25,1.4500000000000001E-2,4.3839999999999997E-2,1,1]
["Sappho",11,60,0,9,10.76,1.039E-2,3.9510000000000003E-2,1,1]
["Sappho",11,80,0,6,8.09,5.7200000000000003E-3,3.1550000000000002E-2,1,1]
["Sappho",11,0,1,168,192.43,1.6979999999999999E-2,1.6590000000000001E-2,1,1]
["Sappho",11,20,1,106,113.29,1.444E-2,1.6639999999999999E-2,1,1]
["Sappho",11,40,1,67,69,1.1599999999999999E-2,1.6279999999999999E-2,1,1]
["Sappho",11,60,1,40,39.96,8.4799999999999997E-3,1.567E-2,1,1]
["Sappho",11,80,1,21,19.739999999999998,4.8999999999999998E-3,1.4659999999999999E-2,1,1]
["Sappho",12,0,0,18,19.989999999999998,1.9990000000000001E-2,4.2770000000000002E-2,1,1]
["Sappho",12,20,0,15,17.32,1.643E-2,4.1590000000000002E-2,1,1]
["Sappho",12,40,0,12,13.49,1.2699999999999999E-2,3.95E-2,1,1]
["Sappho",12,60,0,9,10.81,8.7899999999999992E-3,3.56E-2,1,1]
["Sappho",12,80,0,7,7.97,4.62E-3,2.836E-2,1,1]
["Sappho",12,0,1,132,159.31,1.643E-2,1.6119999999999999E-2,1,1]
["Sappho",12,20,1,84,88.23,1.376E-2,1.6039999999999999E-2,1,1]
["Sappho",12,40,1,59,63.8,1.0800000000000001E-2,1.5480000000000001E-2,1,1]
["Sappho",12,60,1,40,42.55,7.6099999999999996E-3,1.4659999999999999E-2,1,1]
["Sappho",12,80,1,21,17.05,4.13E-3,1.357E-2,1,1]
["Quilcene",1,0,0,14,16.52,1.772E-2,4.5260000000000002E-2,1,1]
["Quilcene",1,20,0,12,14.53,1.4760000000000001E-2,4.3889999999999998E-2,1,1]
["Quilcene",1,40,0,11,12.92,1.159E-2,4.1340000000000002E-2,1,1]
["Quilcene",1,60,0,9,11.33,8.1700000000000002E-3,3.5979999999999998E-2,1,1]
["Quilcene",1,80,0,6,7,4.3400000000000001E-3,2.7689999999999999E-2,1,1]
["Quilcene",1,0,1,153,163.87,1.268E-2,1.6039999999999999E-2,1,1]
["Quilcene",1,20,1,104,110.68,1.094E-2,1.5910000000000001E-2,1,1]
["Quilcene",1,40,1,80,84.95,8.7399999999999995E-3,1.494E-2,1,1]
["Quilcene",1,60,1,47,47.64,6.3699999999999998E-3,1.393E-2,1,1]
["Quilcene",1,80,1,27,27.19,3.5100000000000001E-3,1.166E-2,1,1]
["Quilcene",2,0,0,13,14.29,1.66E-2,4.2680000000000003E-2,1,1]
["Quilcene",2,20,0,10,12.86,1.3610000000000001E-2,4.1320000000000003E-2,1,1]
["Quilcene",2,40,0,11,11.76,1.051E-2,3.8690000000000002E-2,1,1]
["Quilcene",2,60,0,10,11.06,7.3200000000000001E-3,3.3320000000000002E-2,1,1]
["Quilcene",2,80,0,6,6.45,3.6900000000000001E-3,2.5270000000000001E-2,1,1]
["Quilcene",2,0,1,125,120.27,1.268E-2,1.4409999999999999E-2,1,1]
["Quilcene",2,20,1,91,89.9,1.048E-2,1.4189999999999999E-2,1,1]
["Quilcene",2,40,1,70,66.790000000000006,8.0999999999999996E-3,1.323E-2,1,1]
["Quilcene",2,60,1,47,44.17,5.7499999999999999E-3,1.2149999999999999E-2,1,1]
["Quilcene",2,80,1,24,20.32,2.96E-3,1.0030000000000001E-2,1,1]
["Quilcene",3,0,0,13,15.41,1.35E-2,3.5839999999999997E-2,1,1]
["Quilcene",3,20,0,10,14.31,1.077E-2,3.4479999999999997E-2,1,1]
["Quilcene",3,40,0,9,14.12,7.9900000000000006E-3,3.159E-2,1,1]
["Quilcene",3,60,0,8,7.51,5.1399999999999996E-3,2.6599999999999999E-2,1,1]
["Quilcene",3,80,0,5,5.25,2.3400000000000001E-3,1.8589999999999999E-2,1,1]
["Quilcene",3,0,1,100,110.73,9.3600000000000003E-3,1.1979999999999999E-2,1,1]
["Quilcene",3,20,1,76,81.72,7.5799999999999999E-3,1.158E-2,1,1]
["Quilcene",3,40,1,61,55.26,5.6800000000000002E-3,1.048E-2,1,1]
["Quilcene",3,60,1,38,34.24,3.6900000000000001E-3,9.1800000000000007E-3,1,1]
["Quilcene",3,80,1,20,17.57,1.7099999999999999E-3,7.0699999999999999E-3,1,1]
["Quilcene",4,0,0,8,8.42,7.1799999999999998E-3,2.513E-2,1,1]
["Quilcene",4,20,0,6,7.21,5.1799999999999997E-3,2.3980000000000001E-2,1,1]
["Quilcene",4,40,0,6,6.25,3.49E-3,2.1850000000000001E-2,1,1]
["Quilcene",4,60,0,5,5.43,2.0799999999999998E-3,1.8270000000000002E-2,1,1]
["Quilcene",4,80,0,3,2.92,8.9999999999999998E-4,1.2999999999999999E-2,1,1]
["Quilcene",4,0,1,53,53.42,5.1799999999999997E-3,8.0499999999999999E-3,1,1]
["Quilcene",4,20,1,45,40.130000000000003,3.7399999999999998E-3,7.4999999999999997E-3,1,1]
["Quilcene",4,40,1,35,30.95,2.48E-3,6.5900000000000004E-3,1,1]
["Quilcene",4,60,1,26,21.78,1.47E-3,5.7499999999999999E-3,1,1]
["Quilcene",4,80,1,15,12.8,6.4999999999999997E-4,4.5999999999999999E-3,1,1]
["Quilcene",5,0,0,7,6.74,4.5999999999999999E-3,1.7270000000000001E-2,1,1]
["Quilcene",5,20,0,5,5.1100000000000003,2.9499999999999999E-3,1.6150000000000001E-2,1,1]
["Quilcene",5,40,0,4,4.67,1.72E-3,1.363E-2,1,1]
["Quilcene",5,60,0,3,3.83,8.4000000000000003E-4,1.048E-2,1,1]
["Quilcene",5,80,0,3,4.51,2.5999999999999998E-4,5.8500000000000002E-3,1,1]
["Quilcene",5,0,1,35,31.75,2.8900000000000002E-3,5.3800000000000002E-3,1,1]
["Quilcene",5,20,1,25,24.49,1.8699999999999999E-3,4.7600000000000003E-3,1,1]
["Quilcene",5,40,1,21,20.92,1.1000000000000001E-3,3.9500000000000004E-3,1,1]
["Quilcene",5,60,1,19,16.100000000000001,5.5999999999999995E-4,3.1800000000000001E-3,1,1]
["Quilcene",5,80,1,13,10.050000000000001,1.8000000000000001E-4,2.0500000000000002E-3,1,1]
["Quilcene",6,0,0,7,6.55,3.9100000000000003E-3,1.537E-2,1,1]
["Quilcene",6,20,0,6,5.4,2.3900000000000002E-3,1.4250000000000001E-2,1,1]
["Quilcene",6,40,0,4,3.97,1.2800000000000001E-3,1.1950000000000001E-2,1,1]
["Quilcene",6,60,0,3,3.24,5.1999999999999995E-4,9.1500000000000001E-3,1,1]
["Quilcene",6,80,0,2,1.73,1.7000000000000001E-4,5.6499999999999996E-3,1,1]
["Quilcene",6,0,1,32,29.29,1.7700000000000001E-3,4.1099999999999999E-3,1,1]
["Quilcene",6,20,1,23,18.7,1.1199999999999999E-3,3.47E-3,1,1]
["Quilcene",6,40,1,15,16.010000000000002,6.0999999999999997E-4,2.6800000000000001E-3,1,1]
["Quilcene",6,60,1,15,14.04,2.5999999999999998E-4,2.0400000000000001E-3,1,1]
["Quilcene",6,80,1,13,9.89,1E-4,1.57E-3,1,1]
["Quilcene",7,0,0,6,4.8,2.9199999999999999E-3,1.4540000000000001E-2,1,1]
["Quilcene",7,20,0,4,3.6,1.72E-3,1.3780000000000001E-2,1,1]
["Quilcene",7,40,0,3,1.86,9.5E-4,1.196E-2,1,1]
["Quilcene",7,60,0,2,1.5,4.4999999999999999E-4,9.4500000000000001E-3,1,1]
["Quilcene",7,80,0,1,0.53,1.2E-4,5.9300000000000004E-3,1,1]
["Quilcene",7,0,1,24,17.48,1.0300000000000001E-3,3.0000000000000001E-3,1,1]
["Quilcene",7,20,1,20,15.02,6.3000000000000003E-4,2.5200000000000001E-3,1,1]
["Quilcene",7,40,1,16,12.8,3.6000000000000002E-4,2.0100000000000001E-3,1,1]
["Quilcene",7,60,1,13,9.7100000000000009,1.8000000000000001E-4,1.58E-3,1,1]
["Quilcene",7,80,1,9,8.48,6.0000000000000002E-5,1.1100000000000001E-3,1,1]
["Quilcene",8,0,0,7,7.16,4.0899999999999999E-3,1.7600000000000001E-2,1,1]
["Quilcene",8,20,0,6,6.76,2.7100000000000002E-3,1.66E-2,1,1]
["Quilcene",8,40,0,5,6.38,1.67E-3,1.472E-2,1,1]
["Quilcene",8,60,0,4,4.4000000000000004,8.7000000000000001E-4,1.1480000000000001E-2,1,1]
["Quilcene",8,80,0,3,3.61,3.4000000000000002E-4,6.9199999999999999E-3,1,1]
["Quilcene",8,0,1,38,34.11,1.31E-3,3.96E-3,1,1]
["Quilcene",8,20,1,29,29.16,9.7999999999999997E-4,3.7100000000000002E-3,1,1]
["Quilcene",8,40,1,25,24.76,6.4000000000000005E-4,3.1800000000000001E-3,1,1]
["Quilcene",8,60,1,20,18.84,3.8000000000000002E-4,2.7299999999999998E-3,1,1]
["Quilcene",8,80,1,14,10.56,1.7000000000000001E-4,2.0799999999999998E-3,1,1]
["Quilcene",9,0,0,8,8.82,5.9699999999999996E-3,2.3279999999999999E-2,1,1]
["Quilcene",9,20,0,6,8.1,4.3200000000000001E-3,2.2079999999999999E-2,1,1]
["Quilcene",9,40,0,6,7.32,2.96E-3,2.035E-2,1,1]
["Quilcene",9,60,0,7,7.75,1.7600000000000001E-3,1.6490000000000001E-2,1,1]
["Quilcene",9,80,0,4,4.99,8.0999999999999996E-4,1.179E-2,1,1]
["Quilcene",9,0,1,54,47.27,2.2100000000000002E-3,5.8399999999999997E-3,1,1]
["Quilcene",9,20,1,40,40.97,1.6800000000000001E-3,5.47E-3,1,1]
["Quilcene",9,40,1,37,35.65,1.1800000000000001E-3,4.8399999999999997E-3,1,1]
["Quilcene",9,60,1,32,26.67,7.5000000000000002E-4,4.3E-3,1,1]
["Quilcene",9,80,1,17,13.78,4.2000000000000002E-4,3.6099999999999999E-3,1,1]
["Quilcene",10,0,0,12,13.59,1.2070000000000001E-2,3.73E-2,1,1]
["Quilcene",10,20,0,9,11.8,9.7000000000000003E-3,3.6049999999999999E-2,1,1]
["Quilcene",10,40,0,8,9.7100000000000009,7.3899999999999999E-3,3.3529999999999997E-2,1,1]
["Quilcene",10,60,0,8,8.7799999999999994,5.0600000000000003E-3,2.8709999999999999E-2,1,1]
["Quilcene",10,80,0,6,7.21,2.5999999999999999E-3,2.1700000000000001E-2,1,1]
["Quilcene",10,0,1,86,87.93,6.45E-3,1.129E-2,1,1]
["Quilcene",10,20,1,70,68.91,5.5599999999999998E-3,1.12E-2,1,1]
["Quilcene",10,40,1,55,55.59,4.3899999999999998E-3,1.0489999999999999E-2,1,1]
["Quilcene",10,60,1,37,35.08,3.1700000000000001E-3,9.7800000000000005E-3,1,1]
["Quilcene",10,80,1,21,19.399999999999999,1.75E-3,8.2400000000000008E-3,1,1]
["Quilcene",11,0,0,13,14.69,1.5339999999999999E-2,4.2110000000000002E-2,1,1]
["Quilcene",11,20,0,10,11.87,1.251E-2,4.086E-2,1,1]
["Quilcene",11,40,0,9,10.89,9.5999999999999992E-3,3.8249999999999999E-2,1,1]
["Quilcene",11,60,0,7,7.73,6.62E-3,3.3660000000000002E-2,1,1]
["Quilcene",11,80,0,5,6.01,3.4399999999999999E-3,2.589E-2,1,1]
["Quilcene",11,0,1,134,142.29,1.133E-2,1.303E-2,1,1]
["Quilcene",11,20,1,94,96.32,9.3799999999999994E-3,1.29E-2,1,1]
["Quilcene",11,40,1,70,70.59,7.2700000000000004E-3,1.201E-2,1,1]
["Quilcene",11,60,1,41,39.42,5.1200000000000004E-3,1.112E-2,1,1]
["Quilcene",11,80,1,22,19.63,2.7100000000000002E-3,9.3699999999999999E-3,1,1]
["Quilcene",12,0,0,13,14.21,1.6740000000000001E-2,4.3700000000000003E-2,1,1]
["Quilcene",12,20,0,11,13.39,1.3809999999999999E-2,4.2290000000000001E-2,1,1]
["Quilcene",12,40,0,11,11.27,1.076E-2,3.9309999999999998E-2,1,1]
["Quilcene",12,60,0,9,9.7100000000000009,7.43E-3,3.4329999999999999E-2,1,1]
["Quilcene",12,80,0,6,6.59,3.81E-3,2.6349999999999998E-2,1,1]
["Quilcene",12,0,1,134,158.09,1.349E-2,1.5259999999999999E-2,1,1]
["Quilcene",12,20,1,99,112.98,1.1270000000000001E-2,1.5129999999999999E-2,1,1]
["Quilcene",12,40,1,72,74.7,8.8699999999999994E-3,1.4120000000000001E-2,1,1]
["Quilcene",12,60,1,46,43.97,6.2500000000000003E-3,1.2930000000000001E-2,1,1]
["Quilcene",12,80,1,25,22.2,3.3300000000000001E-3,1.0529999999999999E-2,1,1]

{"sheet":"Saved_Dilution_Inputs","index":14,"n_rows":1,"n_cols":6,"rows_kept":1,"cut":false,"hidden":true,"merged":[]}
["ID","User","Date Entered","Description",null,{"$f":"MAX(A2:A65531)","v":0}]

{"sheet":"Saved_Dilution_Concentrations","index":15,"n_rows":3,"n_cols":4,"rows_kept":3,"cut":false,"hidden":true,"merged":[]}
["ID","subbasin","Parameter","Concentration (mg/L)"]
[0,1,4,1E-3]
[0,1,5,1E-3]

{"sheet":"Saved_RivPlum_Inputs","index":16,"n_rows":1,"n_cols":10,"rows_kept":1,"cut":false,"hidden":true,"merged":[]}
["ID","Sub basin #","month","Stream Depth (ft):","Stream Velocity (fps):","Channel Width (ft):","Stream Slope (ft/ft) or Manning roughness \"n\":","Slope =0 \nManning=1","Discharge Distance","Description"]

{"sheet":"Saved_Outfall_Settings","index":17,"n_rows":1,"n_cols":7,"rows_kept":1,"cut":false,"hidden":true,"merged":[]}
["ID","user","Date Entered","Description","Project ID","Rain Gauge",{"$f":"MAX(A2:A65526)","v":0}]

{"sheet":"Outfall_Settings","index":18,"n_rows":1,"n_cols":6,"rows_kept":1,"cut":false,"hidden":true,"merged":[]}
["ID","Subbasin","type","treatment type","Infiltration","area"]

{"sheet":"Puget East","index":19,"n_rows":1201,"n_cols":11,"rows_kept":1201,"cut":false,"hidden":true,"merged":[]}
["Rainfall","Month","Infiltration","Flow Control","Avg Duration (hr)","SD (hr)","Avg Flow (cfs)","SD (cfs)","Duration Distribution Type","Flow distribution type"]
[24,1,0,0,8.1615000000000002,7.3319999999999999,4.15E-3,1.166E-2,1,1]
[24,1,20,0,7.45,6.8179999999999996,2.3999999999999998E-3,9.8899999999999995E-3,1,1]
[24,1,40,0,6.0129999999999999,5.7131999999999996,1.75E-3,9.2999999999999992E-3,1,1]
[24,1,60,0,4.4010999999999996,4.0223000000000004,1.49E-3,9.11E-3,1,1]
[24,1,80,0,3.1796000000000002,3.0146000000000002,6.3000000000000003E-4,6.7299999999999999E-3,1,1]
[24,1,0,1,0,0,4.8257142857142856E-3,4.3800000000000002E-3,1,1,"flow avg and std dev value interpolated from corresponding values for rainfall 32 and 60 because MGS Flood model did not converge"]
[24,1,20,1,0,0,3.8314285714285716E-3,4.8171428571428575E-3,1,1,"flow avg and std dev value interpolated from corresponding values for rainfall 32 and 60 because MGS Flood model did not converge"]
[24,1,40,1,0,0,2.8714285714285712E-3,4.4400000000000004E-3,1,1,"flow avg and std dev value interpolated from corresponding values for rainfall 32 and 60 because MGS Flood model did not converge"]
[24,1,60,1,0,0,1.0499999999999999E-3,6.8999999999999997E-4,1,1]
[24,1,80,1,0,0,5.2999999999999998E-4,6.2E-4,1,1]
[24,2,0,0,7.5754000000000001,6.6886999999999999,3.7399999999999998E-3,1.095E-2,1,1]
[24,2,20,0,6.7201000000000004,6.4466999999999999,2.0200000000000001E-3,9.0399999999999994E-3,1,1]
[24,2,40,0,5.4962,5.5339,1.4599999999999999E-3,8.3599999999999994E-3,1,1]
[24,2,60,0,4.5849000000000002,4.5495000000000001,1.2899999999999999E-3,8.7299999999999999E-3,1,1]
[24,2,80,0,3.1324000000000001,3.0253000000000001,5.1999999999999995E-4,5.8999999999999999E-3,1,1]
[24,2,0,1,0,0,4.3371428571428571E-3,4.1999999999999997E-3,1,1,"flow avg and std dev value interpolated from corresponding values for rainfall 32 and 60 because MGS Flood model did not converge"]
[24,2,20,1,0,0,3.445714285714285E-3,4.8171428571428575E-3,1,1,"flow avg and std dev value interpolated from corresponding values for rainfall 32 and 60 because MGS Flood model did not converge"]
[24,2,40,1,0,0,2.5114285714285711E-3,4.4828571428571435E-3,1,1,"flow avg and std dev value interpolated from corresponding values for rainfall 32 and 60 because MGS Flood model did not converge"]
[24,2,60,1,0,0,9.7999999999999997E-4,4.0999999999999999E-4,1,1]
[24,2,80,1,0,0,4.2000000000000002E-4,3.6999999999999999E-4,1,1]
[24,3,0,0,7.2051999999999996,6.3925999999999998,3.3700000000000002E-3,1.073E-2,1,1]
[24,3,20,0,6.4314,5.7336,1.8E-3,8.8400000000000006E-3,1,1]
[24,3,40,0,5.0951000000000004,4.7225999999999999,1.2999999999999999E-3,8.2400000000000008E-3,1,1]
[24,3,60,0,4.4318999999999997,4.4935,1.16E-3,8.5500000000000003E-3,1,1]
[24,3,80,0,3.024,2.6349999999999998,4.8000000000000001E-4,6.4000000000000003E-3,1,1]
[24,3,0,1,0,0,3.3514285714285716E-3,3.6514285714285715E-3,1,1,"flow avg and std dev value interpolated from corresponding values for rainfall 32 and 60 because MGS Flood model did not converge"]
[24,3,20,1,0,0,2.5628571428571432E-3,4.0371428571428572E-3,1,1,"flow avg and std dev value interpolated from corresponding values for rainfall 32 and 60 because MGS Flood model did not converge"]
[24,3,40,1,0,0,1.8428571428571428E-3,3.642857142857143E-3,1,1,"flow avg and std dev value interpolated from corresponding values for rainfall 32 and 60 because MGS Flood model did not converge"]
[24,3,60,1,0,0,9.6000000000000002E-4,3.6999999999999999E-4,1,1]
[24,3,80,1,0,0,3.6000000000000002E-4,3.4000000000000002E-4,1,1]
[24,4,0,0,6.4793000000000003,5.6760000000000002,2.8300000000000001E-3,9.7000000000000003E-3,1,1]
[24,4,20,0,5.9801000000000002,5.6741999999999999,1.3600000000000001E-3,7.5900000000000004E-3,1,1]
[24,4,40,0,4.9157999999999999,5.1271000000000004,9.8999999999999999E-4,6.9800000000000001E-3,1,1]
[24,4,60,0,4,4.6130000000000004,9.7999999999999997E-4,7.4200000000000004E-3,1,1]
[24,4,80,0,0,0,3.8000000000000002E-4,4.8399999999999997E-3,1,1]
[24,4,0,1,0,0,1.8000000000000002E-3,3.4199999999999994E-3,1,1,"flow avg and std dev value interpolated from corresponding values for rainfall 32 and 60 because MGS Flood model did not converge"]
[24,4,20,1,0,0,1.5171428571428569E-3,3.514285714285715E-3,1,1,"flow avg and std dev value interpolated from corresponding values for rainfall 32 and 60 because MGS Flood model did not converge"]
[24,4,40,1,0,0,1.1657142857142858E-3,3.1114285714285714E-3,1,1,"flow avg and std dev value interpolated from corresponding values for rainfall 32 and 60 because MGS Flood model did not converge"]
[24,4,60,1,0,0,8.8000000000000003E-4,4.2999999999999999E-4,1,1]
[24,4,80,1,0,0,2.5000000000000001E-4,3.2000000000000003E-4,1,1]
[24,5,0,0,6.6829999999999998,5.2991000000000001,2.7699999999999999E-3,1.074E-2,1,1]
[24,5,20,0,5.9512999999999998,5.2237,1.07E-3,7.4599999999999996E-3,1,1]
[24,5,40,0,4.9507000000000003,4.7969999999999997,8.0000000000000004E-4,7.0800000000000004E-3,1,1]
[24,5,60,0,3.9097,3.3967000000000001,1.07E-3,8.8599999999999998E-3,1,1]
[24,5,80,0,0,0,5.1999999999999995E-4,6.96E-3,1,1]
[24,5,0,1,0,0,7.114285714285714E-4,2.8799999999999997E-3,1,1,"flow avg and std dev value interpolated from corresponding values for rainfall 32 and 60 because MGS Flood model did not converge"]
[24,5,20,1,0,0,1.0371428571428574E-3,2.8800000000000002E-3,1,1,"flow avg and std dev value interpolated from corresponding values for rainfall 32 and 60 because MGS Flood model did not converge"]
[24,5,40,1,0,0,8.8285714285714291E-4,2.5628571428571423E-3,1,1,"flow avg and std dev value interpolated from corresponding values for rainfall 32 and 60 because MGS Flood model did not converge"]
[24,5,60,1,0,0,8.0999999999999996E-4,3.6999999999999999E-4,1,1]
[24,5,80,1,0,0,2.5999999999999998E-4,3.4000000000000002E-4,1,1]
[24,6,0,0,7.399,6.5,3.0599999999999998E-3,1.261E-2,1,1]
[24,6,20,0,6.6066000000000003,5.9913999999999996,1.0200000000000001E-3,8.0300000000000007E-3,1,1]
[24,6,40,0,5.4889000000000001,5.1071999999999997,7.9000000000000001E-4,7.6499999999999997E-3,1,1]
[24,6,60,0,4.4706000000000001,4.1933999999999996,1.33E-3,1.0970000000000001E-2,1,1]
[24,6,80,0,0,0,6.9999999999999999E-4,9.2099999999999994E-3,1,1]
[24,6,0,1,0,0,6.1714285714285723E-4,2.5971428571428573E-3,1,1,"flow avg and std dev value interpolated from corresponding values for rainfall 32 and 60 because MGS Flood model did not converge"]
[24,6,20,1,0,0,9.1714285714285736E-4,2.5885714285714284E-3,1,1,"flow avg and std dev value interpolated from corresponding values for rainfall 32 and 60 because MGS Flood model did not converge"]
[24,6,40,1,0,0,7.1999999999999994E-4,2.3228571428571426E-3,1,1,"flow avg and std dev value interpolated from corresponding values for rainfall 32 and 60 because MGS Flood model did not converge"]
[24,6,60,1,0,0,7.3999999999999999E-4,2.7E-4,1,1]
[24,6,80,1,0,0,2.7999999999999998E-4,8.1999999999999998E-4,1,1]
[24,7,0,0,6.9752000000000001,5.3719000000000001,2.4399999999999999E-3,1.034E-2,1,1]
[24,7,20,0,6.3865999999999996,5.0305999999999997,5.4000000000000001E-4,5.4299999999999999E-3,1,1]
[24,7,40,0,5.2523999999999997,4.3470000000000004,4.2000000000000002E-4,5.1900000000000002E-3,1,1]
[24,7,60,0,0,0,1.0200000000000001E-3,8.9599999999999992E-3,1,1]
[24,7,80,0,0,0,5.0000000000000001E-4,6.7000000000000002E-3,1,1]
[24,7,0,1,0,0,9.4285714285714353E-5,1.7657142857142858E-3,1,1,"flow avg and std dev value interpolated from corresponding values for rainfall 32 and 60 because MGS Flood model did not converge"]
[24,7,20,1,0,0,3.942857142857142E-4,1.7914285714285719E-3,1,1,"flow avg and std dev value interpolated from corresponding values for rainfall 32 and 60 because MGS Flood model did not converge"]
[24,7,40,1,0,0,3.6000000000000002E-4,1.6714285714285713E-3,1,1,"flow avg and std dev value interpolated from corresponding values for rainfall 32 and 60 because MGS Flood model did not converge"]
[24,7,60,1,0,0,6.4999999999999997E-4,2.7999999999999998E-4,1,1]
[24,7,80,1,0,0,2.0000000000000001E-4,2.9999999999999997E-4,1,1]
[24,8,0,0,6.8710000000000004,5.407,3.0400000000000002E-3,1.2840000000000001E-2,1,1]
[24,8,20,0,6.5678000000000001,5.0136000000000003,6.3000000000000003E-4,6.4700000000000001E-3,1,1]
[24,8,40,0,5.4854000000000003,3.9626999999999999,5.0000000000000001E-4,6.2899999999999996E-3,1,1]
[24,8,60,0,0,0,1.4300000000000001E-3,1.1299999999999999E-2,1,1]
[24,8,80,0,0,0,8.0000000000000004E-4,8.7799999999999996E-3,1,1]
[24,8,0,1,0,0,6.5142857142857136E-4,2.0400000000000001E-3,1,1,"flow avg and std dev value interpolated from corresponding values for rainfall 32 and 60 because MGS Flood model did not converge"]
[24,8,20,1,0,0,6.2571428571428576E-4,2.0742857142857138E-3,1,1,"flow avg and std dev value interpolated from corresponding values for rainfall 32 and 60 because MGS Flood model did not converge"]
[24,8,40,1,0,0,6.857142857142857E-4,2.1599999999999996E-3,1,1,"flow avg and std dev value interpolated from corresponding values for rainfall 32 and 60 because MGS Flood model did not converge"]
[24,8,60,1,0,0,5.1999999999999995E-4,2.7999999999999998E-4,1,1]
[24,8,80,1,0,0,1.4999999999999999E-4,2.7999999999999998E-4,1,1]
[24,9,0,0,7.0548000000000002,5.2964000000000002,3.4099999999999998E-3,1.4019999999999999E-2,1,1]
[24,9,20,0,6.2601000000000004,4.9832999999999998,1.09E-3,8.77E-3,1,1]
[24,9,40,0,5.2811000000000003,4.3159000000000001,8.4999999999999995E-4,8.4799999999999997E-3,1,1]
[24,9,60,0,4.1643999999999997,3.3260000000000001,1.5299999999999999E-3,1.2290000000000001E-2,1,1]
[24,9,80,0,0,0,8.3000000000000001E-4,1.008E-2,1,1]
[24,9,0,1,0,0,1.6885714285714286E-3,2.9571428571428574E-3,1,1,"flow avg and std dev value interpolated from corresponding values for rainfall 32 and 60 because MGS Flood model did not converge"]
[24,9,20,1,0,0,1.2514285714285715E-3,2.9228571428571437E-3,1,1,"flow avg and std dev value interpolated from corresponding values for rainfall 32 and 60 because MGS Flood model did not converge"]
[24,9,40,1,0,0,9.9428571428571426E-4,2.657142857142857E-3,1,1,"flow avg and std dev value interpolated from corresponding values for rainfall 32 and 60 because MGS Flood model did not converge"]
[24,9,60,1,0,0,5.1000000000000004E-4,2.9E-4,1,1]
[24,9,80,1,0,0,2.9999999999999997E-4,4.6000000000000001E-4,1,1]
[24,10,0,0,7.3882000000000003,5.8996000000000004,3.81E-3,1.2760000000000001E-2,1,1]
[24,10,20,0,6.7572999999999999,5.8090999999999999,1.75E-3,9.5999999999999992E-3,1,1]
[24,10,40,0,5.7636000000000003,4.9802999999999997,1.33E-3,9.1800000000000007E-3,1,1]
[24,10,60,0,4.3699000000000003,3.87,1.57E-3,1.09E-2,1,1]
[24,10,80,0,3.1549,3.4729000000000001,7.6999999999999996E-4,8.3400000000000002E-3,1,1]
[24,10,0,1,0,0,3.4457142857142859E-3,3.985714285714286E-3,1,1,"flow avg and std dev value interpolated from corresponding values for rainfall 32 and 60 because MGS Flood model did not converge"]
[24,10,20,1,0,0,2.7342857142857143E-3,4.1057142857142863E-3,1,1,"flow avg and std dev value interpolated from corresponding values for rainfall 32 and 60 because MGS Flood model did not converge"]
[24,10,40,1,0,0,2.0828571428571428E-3,3.7628571428571429E-3,1,1,"flow avg and std dev value interpolated from corresponding values for rainfall 32 and 60 because MGS Flood model did not converge"]
[24,10,60,1,0,0,5.9999999999999995E-4,2.7999999999999998E-4,1,1]
[24,10,80,1,0,0,3.8000000000000002E-4,4.8000000000000001E-4,1,1]
[24,11,0,0,7.9931999999999999,7.3429000000000002,4.5599999999999998E-3,1.341E-2,1,1]
[24,11,20,0,7.3091999999999997,7.2126999999999999,2.81E-3,1.167E-2,1,1]
[24,11,40,0,6.2129000000000003,6.0749000000000004,2.1099999999999999E-3,1.116E-2,1,1]
[24,11,60,0,5.2362000000000002,4.8761999999999999,1.83E-3,1.1140000000000001E-2,1,1]
[24,11,80,0,3.6150000000000002,3.9068000000000001,8.8000000000000003E-4,8.6899999999999998E-3,1,1]
[24,11,0,1,0,0,5.9999999999999993E-3,4.6285714285714281E-3,1,1,"flow avg and std dev value interpolated from corresponding values for rainfall 32 and 60 because MGS Flood model did not converge"]
[24,11,20,1,0,0,4.5857142857142858E-3,4.8685714285714287E-3,1,1,"flow avg and std dev value interpolated from corresponding values for rainfall 32 and 60 because MGS Flood model did not converge"]
[24,11,40,1,0,0,3.2571428571428569E-3,4.5942857142857148E-3,1,1,"flow avg and std dev value interpolated from corresponding values for rainfall 32 and 60 because MGS Flood model did not converge"]
[24,11,60,1,0,0,7.6999999999999996E-4,2.7999999999999998E-4,1,1]
[24,11,80,1,0,0,5.4000000000000001E-4,5.5999999999999995E-4,1,1]
[24,12,0,0,8.0473999999999997,7.4573999999999998,4.6100000000000004E-3,1.299E-2,1,1]
[24,12,20,0,7.3631000000000002,7.3537999999999997,2.96E-3,1.153E-2,1,1]
[24,12,40,0,6.4981,6.4396000000000004,2.2000000000000001E-3,1.093E-2,1,1]
[24,12,60,0,5.2507000000000001,5.3311000000000002,1.7600000000000001E-3,1.061E-2,1,1]
[24,12,80,0,3.9253999999999998,3.9228999999999998,8.0999999999999996E-4,8.0999999999999996E-3,1,1]
[24,12,0,1,0,0,5.9999999999999993E-3,4.6799999999999993E-3,1,1,"flow avg and std dev value interpolated from corresponding values for rainfall 32 and 60 because MGS Flood model did not converge"]
[24,12,20,1,0,0,4.3628571428571423E-3,5.0571428571428573E-3,1,1,"flow avg and std dev value interpolated from corresponding values for rainfall 32 and 60 because MGS Flood model did not converge"]
[24,12,40,1,0,0,3.1199999999999999E-3,4.6628571428571431E-3,1,1,"flow avg and std dev value interpolated from corresponding values for rainfall 32 and 60 because MGS Flood model did not converge"]
[24,12,60,1,0,0,1E-3,1.0499999999999999E-3,1,1]
[24,12,80,1,0,0,6.9999999999999999E-4,1.5100000000000001E-3,1,1]
[28,1,0,0,8.9488000000000003,8.2974999999999994,4.9200002104043961E-3,1.3420000672340393E-2,1,1]
[28,1,20,0,8.0353999999999992,7.6029999999999998,3.7325001321732998E-3,1.2527500279247761E-2,1,1,"Q average value interpolated between 0% and 40% values due to anomolous model results"]
[28,1,40,0,6.5743999999999998,6.3019999999999996,2.5450000539422035E-3,1.1634999886155128E-2,1,1]
[28,1,60,0,5.0572999999999997,4.9245999999999999,1.8200001213699579E-3,1.0770000517368317E-2,1,1]
[28,1,80,0,3.9323000000000001,3.7873999999999999,8.5499999113380909E-4,8.410000242292881E-3,1,1]
[28,1,0,1,0,0,4.5228572562336922E-3,3.0549999792128801E-3,1,1]
[28,1,20,1,0,0,3.6657142918556929E-3,3.3885715529322624E-3,1,1]
[28,1,40,1,0,0,2.6957143563777208E-3,3.2449997961521149E-3,1,1]
[28,1,60,1,0,0,1.3349999208003283E-3,1.3349999208003283E-3,1,1]
[28,1,80,1,0,0,6.750000175088644E-4,1.1850000591948628E-3,1,1]
[28,2,0,0,8.8254000000000001,8.1390999999999991,4.8599997535347939E-3,1.3304999098181725E-2,1,1]
[28,2,20,0,7.9358000000000004,7.6271000000000004,5.9550004079937935E-3,1.4940000139176846E-2,1,1]
[28,2,40,0,6.4379999999999997,6.4316000000000004,2.5349999777972698E-3,1.1445000767707825E-2,1,1]
[28,2,60,0,5.1665000000000001,5.2384000000000004,1.8250000430271029E-3,1.0785000398755074E-2,1,1]
[28,2,80,0,3.9356,4.0071000000000003,8.6500000907108188E-4,8.1200003623962402E-3,1,1]
[28,2,0,1,0,0,4.2735710740089417E-3,2.9299999587237835E-3,1,1]
[28,2,20,1,0,0,3.4528570249676704E-3,3.2885714899748564E-3,1,1]
[28,2,40,1,0,0,2.5607142597436905E-3,3.2164284493774176E-3,1,1]
[28,2,60,1,0,0,1.344999996945262E-3,1.2050000950694084E-3,1,1]
[28,2,80,1,0,0,6.5000000176951289E-4,1.0999999940395355E-3,1,1]
[28,3,0,0,8.3238000000000003,7.3390000000000004,4.3250001035630703E-3,1.2384999543428421E-2,1,1]
[28,3,20,0,7.4642999999999997,6.7827000000000002,3.2575000077486038E-3,1.1479999870061874E-2,1,1,"Q average value interpolated between 0% and 40% values due to anomolous model results"]
[28,3,40,0,5.8695000000000004,5.5701000000000001,2.1899999119341373E-3,1.0575000196695328E-2,1,1]
[28,3,60,0,4.8093000000000004,4.9107000000000003,1.5450000064447522E-3,9.8749995231628418E-3,1,1]
[28,3,80,0,3.4952000000000001,3.3420000000000001,6.8499997723847628E-4,7.4300002306699753E-3,1,1]
[28,3,0,1,0,0,3.7657143548130989E-3,2.5207141879945993E-3,1,1]
[28,3,20,1,0,0,2.9464284889400005E-3,2.7635714504867792E-3,1,1]
[28,3,40,1,0,0,2.1264285314828157E-3,2.6364284567534924E-3,1,1]
[28,3,60,1,0,0,1.2149999383836985E-3,9.6999999368563294E-4,1,1]
[28,3,80,1,0,0,5.1499996334314346E-4,8.3500001346692443E-4,1,1]
[28,4,0,0,7.5499000000000001,6.8192000000000004,3.4599998034536839E-3,1.119999960064888E-2,1,1]
[28,4,20,0,6.8396999999999997,6.5526,2.5724999140948057E-3,1.0245000012218952E-2,1,1,"Q average value interpolated between 0% and 40% values due to anomolous model results"]
[28,4,40,0,5.5065999999999997,5.6974999999999998,1.6850000247359276E-3,9.2900004237890244E-3,1,1]
[28,4,60,0,4.4896000000000003,4.7723000000000004,1.2400000123307109E-3,8.7550003081560135E-3,1,1]
[28,4,80,0,2.0213000000000001,2.1806000000000001,5.4500001715496182E-4,6.1550000682473183E-3,1,1]
[28,4,0,1,0,0,2.7950000949203968E-3,2.2400000598281622E-3,1,1]
[28,4,20,1,0,0,2.1135713905096054E-3,2.4271428119391203E-3,1,1]
[28,4,40,1,0,0,1.4878571964800358E-3,2.2957143373787403E-3,1,1]
[28,4,60,1,0,0,9.8500004969537258E-4,9.3500001821666956E-4,1,1]
[28,4,80,1,0,0,3.7000002339482307E-4,7.6000002445653081E-4,1,1]
[28,5,0,0,7.4287000000000001,6.0400999999999998,3.1300000846385956E-3,1.1399999260902405E-2,1,1]
[28,5,20,0,6.5873999999999997,5.8301999999999996,2.2750000352971256E-3,1.0249999351799488E-2,1,1,"Q average value interpolated between 0% and 40% values due to anomolous model results"]
[28,5,40,0,5.4642999999999997,5.2827999999999999,1.4199999859556556E-3,9.0999994426965714E-3,1,1]
[28,5,60,0,4.2843,4.0654000000000003,1.184999942779541E-3,9.2500001192092896E-3,1,1]
[28,5,80,0,1.8347,1.7698,5.6499999482184649E-4,7.0850001648068428E-3,1,1]
[28,5,0,1,0,0,1.9107141997665167E-3,1.9549999851733446E-3,1,1]
[28,5,20,1,0,0,1.4285714132711291E-3,2.0600000862032175E-3,1,1]
[28,5,40,1,0,0,1.0264285374432802E-3,1.9164285622537136E-3,1,1]
[28,5,60,1,0,0,7.6500000432133675E-4,7.6000002445653081E-4,1,1]
[28,5,80,1,0,0,2.95000005280599E-4,6.2000000616535544E-4,1,1]
[28,6,0,0,7.3605999999999998,5.8940999999999999,3.1599998474121094E-3,1.2919999659061432E-2,1,1]
[28,6,20,0,6.6360000000000001,5.5427999999999997,2.2799998987466097E-3,1.1479999870061874E-2,1,1,"Q average value interpolated between 0% and 40% values due to anomolous model results"]
[28,6,40,0,5.6087999999999996,4.9993999999999996,1.39999995008111E-3,1.0040000081062317E-2,1,1]
[28,6,60,0,4.5946999999999996,4.1775000000000002,1.344999996945262E-3,1.1005000211298466E-2,1,1]
[28,6,80,0,1.6674,1.4976,7.0500001311302185E-4,9.1650001704692841E-3,1,1]
[28,6,0,1,0,0,1.4735714066773653E-3,1.7935715150088072E-3,1,1]
[28,6,20,1,0,0,1.1135714594274759E-3,1.8642856739461422E-3,1,1]
[28,6,40,1,0,0,8.3000003360211849E-4,1.7564285080879927E-3,1,1]
[28,6,60,1,0,0,6.7999999737367034E-4,6.8499997723847628E-4,1,1]
[28,6,80,1,0,0,3.0000001424923539E-4,8.6500000907108188E-4,1,1]
[28,7,0,0,7.0898000000000003,5.6360999999999999,2.5649999734014273E-3,1.1180000379681587E-2,1,1]
[28,7,20,0,6.4347000000000003,5.3723000000000001,1.8050000071525574E-3,9.7024999558925629E-3,1,1,"Q average value interpolated between 0% and 40% values due to anomolous model results"]
[28,7,40,0,5.4226000000000001,4.6403999999999996,1.0450000409036875E-3,8.2249995321035385E-3,1,1]
[28,7,60,0,2.3395000000000001,1.9246000000000001,1.0849999962374568E-3,9.4699999317526817E-3,1,1]
[28,7,80,0,1.6238999999999999,1.5548,5.6499999482184649E-4,7.4399998411536217E-3,1,1]
[28,7,0,1,0,0,7.7214284101501107E-4,1.3528570998460054E-3,1,1]
[28,7,20,1,0,0,5.6714285165071487E-4,1.3707142788916826E-3,1,1]
[28,7,40,1,0,0,4.4500001240521669E-4,1.3107142876833677E-3,1,1]
[28,7,60,1,0,0,4.9999996554106474E-4,5.7500001275911927E-4,1,1]
[28,7,80,1,0,0,1.9500000053085387E-4,5.1000004168599844E-4,1,1]
[28,8,0,0,7.1131000000000002,5.6909999999999998,3.2850001007318497E-3,1.3185000047087669E-2,1,1]
[28,8,20,0,6.5266000000000002,5.2491000000000003,2.3050000891089439E-3,1.1372500099241734E-2,1,1,"Q average value interpolated between 0% and 40% values due to anomolous model results"]
[28,8,40,0,5.2576999999999998,4.4241000000000001,1.3250000774860382E-3,9.5600001513957977E-3,1,1]
[28,8,60,0,2.1524000000000001,1.9912000000000001,1.4400000218302011E-3,1.1269999668002129E-2,1,1]
[28,8,80,0,1.8332999999999999,1.7239,7.8999996185302734E-4,8.9050000533461571E-3,1,1]
[28,8,0,1,0,0,7.0071429945528507E-4,1.4149999478831887E-3,1,1]
[28,8,20,1,0,0,5.6785717606544495E-4,1.4721427578479052E-3,1,1]
[28,8,40,1,0,0,5.5285717826336622E-4,1.5349999302998185E-3,1,1]
[28,8,60,1,0,0,4.1000000783242285E-4,5.6499999482184649E-4,1,1]
[28,8,80,1,0,0,1.7000001389533281E-4,5.2000000141561031E-4,1,1]
[28,9,0,0,7.7229000000000001,6.1414,3.8099999073892832E-3,1.4499999582767487E-2,1,1]
[28,9,20,0,6.9390999999999998,5.8437999999999999,2.7824999415315688E-3,1.2902500107884407E-2,1,1,"Q average value interpolated between 0% and 40% values due to anomolous model results"]
[28,9,40,0,5.7786999999999997,4.9893000000000001,1.7549999756738544E-3,1.1305000633001328E-2,1,1]
[28,9,60,0,4.5986000000000002,3.8653,1.6850000247359276E-3,1.2629999779164791E-2,1,1]
[28,9,80,0,1.8616999999999999,1.6639999999999999,9.0999994426965714E-4,1.0165000334382057E-2,1,1]
[28,9,0,1,0,0,1.5042857266962528E-3,1.9735714886337519E-3,1,1]
[28,9,20,1,0,0,1.2357142986729741E-3,2.061428502202034E-3,1,1]
[28,9,40,1,0,0,1.0021429043263197E-3,1.9735714886337519E-3,1,1]
[28,9,60,1,0,0,6.2000000616535544E-4,7.5499998638406396E-4,1,1]
[28,9,80,1,0,0,3.6000000545755029E-4,7.5000000651925802E-4,1,1]
[28,10,0,0,8.2992000000000008,6.9115000000000002,4.6600000932812691E-3,1.4635000377893448E-2,1,1]
[28,10,20,0,7.5636000000000001,6.5964,3.5275000846013427E-3,1.3509999960660934E-2,1,1,"Q average value interpolated between 0% and 40% values due to anomolous model results"]
[28,10,40,0,6.1307999999999998,5.5761000000000003,2.3950000759214163E-3,1.2384999543428421E-2,1,1]
[28,10,60,0,4.6971999999999996,4.4237000000000002,1.9600000232458115E-3,1.2469999492168427E-2,1,1]
[28,10,80,0,3.6158000000000001,3.7938999999999998,1.0199999669566751E-3,9.844999760389328E-3,1,1]
[28,10,0,1,0,0,2.7878570836037397E-3,2.5578569620847702E-3,1,1]
[28,10,20,1,0,0,2.4021428544074297E-3,2.8078570030629635E-3,1,1]
[28,10,40,1,0,0,1.9464285578578711E-3,2.751428633928299E-3,1,1]
[28,10,60,1,0,0,9.6500001382082701E-4,1.0199999669566751E-3,1,1]
[28,10,80,1,0,0,5.7000003289431334E-4,1.0550000006332994E-3,1,1]
[28,11,0,0,8.6485000000000003,7.9638,5.339999683201313E-3,1.5174999833106995E-2,1,1]
[28,11,20,0,7.8174000000000001,7.4118000000000004,4.1299997828900814E-3,1.4340000227093697E-2,1,1,"Q average value interpolated between 0% and 40% values due to anomolous model results"]
[28,11,40,0,6.5475000000000003,6.3372999999999999,2.9199998825788498E-3,1.3505000621080399E-2,1,1]
[28,11,60,0,5.4217000000000004,5.2621000000000002,2.1649999544024467E-3,1.2734999880194664E-2,1,1]
[28,11,80,0,4.0979000000000001,4.1882999999999999,1.1249999515712261E-3,1.0339999571442604E-2,1,1]
[28,11,0,1,0,0,4.674999974668026E-3,2.8392856474965811E-3,1,1]
[28,11,20,1,0,0,3.9778570644557476E-3,3.2992858905345201E-3,1,1]
[28,11,40,1,0,0,3.0535715632140636E-3,3.3271429128944874E-3,1,1]
[28,11,60,1,0,0,1.3800000306218863E-3,1.2250000145286322E-3,1,1]
[28,11,80,1,0,0,8.3000003360211849E-4,1.3400000752881169E-3,1,1]
[28,12,0,0,9.1004000000000005,8.4123999999999999,5.2300002425909042E-3,1.4204999431967735E-2,1,1]
[28,12,20,0,8.2490000000000006,8.0312000000000001,4.0300001855939627E-3,1.3387499377131462E-2,1,1,"Q average value interpolated between 0% and 40% values due to anomolous model results"]
[28,12,40,0,6.8654999999999999,6.9085000000000001,2.8300001285970211E-3,1.2569999322295189E-2,1,1]
[28,12,60,0,5.6787999999999998,5.7930999999999999,2.0049999002367258E-3,1.1630000546574593E-2,1,1]
[28,12,80,0,4.3144999999999998,4.2656000000000001,9.8500004969537258E-4,9.1350004076957703E-3,1,1]
[28,12,0,1,0,0,5.0600003451108932E-3,3.0299997888505459E-3,1,1]
[28,12,20,1,0,0,4.1114287450909615E-3,3.4735715016722679E-3,1,1]
[28,12,40,1,0,0,3.060000017285347E-3,3.4114285372197628E-3,1,1]
[28,12,60,1,0,0,1.4550000196322799E-3,1.6049998812377453E-3,1,1]
[28,12,80,1,0,0,8.2999997539445758E-4,1.7200000584125519E-3,1,1]
[32,1,0,0,9.7361000000000004,9.2629999999999999,5.6899999999999997E-3,1.5180000000000001E-2,1,1]
[32,1,20,0,8.6206999999999994,8.3880999999999997,4.5149999999999999E-3,1.4575000000000001E-2,1,1,"Q average value interpolated between 0% and 40% values due to anomolous model results"]
[32,1,40,0,7.1359000000000004,6.8909000000000002,3.3400000000000001E-3,1.397E-2,1,1]
[32,1,60,0,5.7134999999999998,5.8269000000000002,2.15E-3,1.243E-2,1,1]
[32,1,80,0,4.6849999999999996,4.5601000000000003,1.08E-3,1.009E-2,1,1]
[32,1,0,1,0,0,4.2199999999999998E-3,1.73E-3,1,1]
[32,1,20,1,0,0,3.5000000000000001E-3,1.9599999999999999E-3,1,1]
[32,1,40,1,0,0,2.5200000000000001E-3,2.0500000000000002E-3,1,1]
[32,1,60,1,0,0,1.6199999999999999E-3,1.98E-3,1,1]
[32,1,80,1,0,0,8.1999999999999998E-4,1.75E-3,1,1]
[32,2,0,0,10.0755,9.5896000000000008,5.9800000000000001E-3,1.566E-2,1,1]
[32,2,20,0,9.1515000000000004,8.8076000000000008,4.7949999999999998E-3,1.5095000000000001E-2,1,1,"Q average value interpolated between 0% and 40% values due to anomolous model results"]
[32,2,40,0,7.3796999999999997,7.3292000000000002,3.6099999999999999E-3,1.453E-2,1,1]
[32,2,60,0,5.7480000000000002,5.9272,2.3600000000000001E-3,1.2840000000000001E-2,1,1]
[32,2,80,0,4.7388000000000003,4.9889000000000001,1.2099999999999999E-3,1.034E-2,1,1]
[32,2,0,1,0,0,4.2100000000000002E-3,1.66E-3,1,1]
[32,2,20,1,0,0,3.46E-3,1.7600000000000001E-3,1,1]
[32,2,40,1,0,0,2.6099999999999999E-3,1.9499999999999999E-3,1,1]
[32,2,60,1,0,0,1.7099999999999999E-3,2E-3,1,1]
[32,2,80,1,0,0,8.8000000000000003E-4,1.83E-3,1,1]
[32,3,0,0,9.4422999999999995,8.2855000000000008,5.28E-3,1.404E-2,1,1]
[32,3,20,0,8.4971999999999994,7.8318000000000003,4.1799999999999997E-3,1.3475000000000001E-2,1,1,"Q average value interpolated between 0% and 40% values due to anomolous model results"]
[32,3,40,0,6.6437999999999997,6.4177,3.0799999999999998E-3,1.291E-2,1,1]
[32,3,60,0,5.1866000000000003,5.3280000000000003,1.9300000000000001E-3,1.12E-2,1,1]
[32,3,80,0,3.9662999999999999,4.0491000000000001,8.8999999999999995E-4,8.4600000000000005E-3,1,1]
[32,3,0,1,0,0,4.1799999999999997E-3,1.39E-3,1,1]
[32,3,20,1,0,0,3.3300000000000001E-3,1.49E-3,1,1]
[32,3,40,1,0,0,2.4099999999999998E-3,1.6299999999999999E-3,1,1]
[32,3,60,1,0,0,1.47E-3,1.57E-3,1,1]
[32,3,80,1,0,0,6.7000000000000002E-4,1.33E-3,1,1]
[32,4,0,0,8.6204000000000001,7.9623999999999997,4.0899999999999999E-3,1.2699999999999999E-2,1,1]
[32,4,20,0,7.6993999999999998,7.431,3.235E-3,1.2149999999999999E-2,1,1,"Q average value interpolated between 0% and 40% values due to anomolous model results"]
[32,4,40,0,6.0972999999999997,6.2679,2.3800000000000002E-3,1.1599999999999999E-2,1,1]
[32,4,60,0,4.9791999999999996,4.9317000000000002,1.5E-3,1.009E-2,1,1]
[32,4,80,0,4.0427,4.3611000000000004,7.1000000000000002E-4,7.4700000000000001E-3,1,1]
[32,4,0,1,0,0,3.79E-3,1.06E-3,1,1]
[32,4,20,1,0,0,2.7100000000000002E-3,1.34E-3,1,1]
[32,4,40,1,0,0,1.81E-3,1.48E-3,1,1]
[32,4,60,1,0,0,1.09E-3,1.4400000000000001E-3,1,1]
[32,4,80,1,0,0,4.8999999999999998E-4,1.1999999999999999E-3,1,1]
[32,5,0,0,8.1744000000000003,6.7809999999999997,3.49E-3,1.206E-2,1,1]
[32,5,20,0,7.2236000000000002,6.4367000000000001,2.7650000000000001E-3,1.159E-2,1,1,"Q average value interpolated between 0% and 40% values due to anomolous model results"]
[32,5,40,0,5.9778000000000002,5.7686000000000002,2.0400000000000001E-3,1.112E-2,1,1]
[32,5,60,0,4.6589,4.7340999999999998,1.2999999999999999E-3,9.6399999999999993E-3,1,1]
[32,5,80,0,3.6694,3.5396999999999998,6.0999999999999997E-4,7.2100000000000003E-3,1,1]
[32,5,0,1,0,0,3.1099999999999999E-3,1.0300000000000001E-3,1,1]
[32,5,20,1,0,0,1.82E-3,1.24E-3,1,1]
[32,5,40,1,0,0,1.17E-3,1.2700000000000001E-3,1,1]
[32,5,60,1,0,0,7.2000000000000005E-4,1.15E-3,1,1]
[32,5,80,1,0,0,3.3E-4,8.9999999999999998E-4,1,1]
[32,6,0,0,7.3220999999999998,5.2881,3.2599999999999999E-3,1.323E-2,1,1]
[32,6,20,0,6.6654,5.0941000000000001,2.6350000000000002E-3,1.2830000000000001E-2,1,1,"Q average value interpolated between 0% and 40% values due to anomolous model results"]
[32,6,40,0,5.7286999999999999,4.8917000000000002,2.0100000000000001E-3,1.243E-2,1,1]
[32,6,60,0,4.7187999999999999,4.1616,1.3600000000000001E-3,1.1039999999999999E-2,1,1]
[32,6,80,0,3.3349000000000002,2.9952000000000001,7.1000000000000002E-4,9.1199999999999996E-3,1,1]
[32,6,0,1,0,0,2.33E-3,9.8999999999999999E-4,1,1]
[32,6,20,1,0,0,1.31E-3,1.14E-3,1,1]
[32,6,40,1,0,0,9.3999999999999997E-4,1.1900000000000001E-3,1,1]
[32,6,60,1,0,0,6.2E-4,1.1000000000000001E-3,1,1]
[32,6,80,1,0,0,3.2000000000000003E-4,9.1E-4,1,1]
[32,7,0,0,7.2045000000000003,5.9001999999999999,2.6900000000000001E-3,1.2019999999999999E-2,1,1]
[32,7,20,0,6.4828000000000001,5.7141000000000002,2.1800000000000001E-3,1.1639999999999999E-2,1,1,"Q average value interpolated between 0% and 40% values due to anomolous model results"]
[32,7,40,0,5.5928000000000004,4.9337999999999997,1.67E-3,1.1259999999999999E-2,1,1]
[32,7,60,0,4.6790000000000003,3.8491,1.15E-3,9.9799999999999993E-3,1,1]
[32,7,80,0,3.2477,3.1095999999999999,6.3000000000000003E-4,8.1799999999999998E-3,1,1]
[32,7,0,1,0,0,1.4499999999999999E-3,9.3999999999999997E-4,1,1]
[32,7,20,1,0,0,7.3999999999999999E-4,9.5E-4,1,1]
[32,7,40,1,0,0,5.2999999999999998E-4,9.5E-4,1,1]
[32,7,60,1,0,0,3.5E-4,8.7000000000000001E-4,1,1]
[32,7,80,1,0,0,1.9000000000000001E-4,7.2000000000000005E-4,1,1]
[32,8,0,0,7.3552999999999997,5.9749999999999996,3.5300000000000002E-3,1.353E-2,1,1]
[32,8,20,0,6.4855,5.4847000000000001,2.8400000000000001E-3,1.3180000000000001E-2,1,1,"Q average value interpolated between 0% and 40% values due to anomolous model results"]
[32,8,40,0,5.03,4.8856000000000002,2.15E-3,1.2829999999999999E-2,1,1]
[32,8,60,0,4.3048000000000002,3.9823,1.4499999999999999E-3,1.124E-2,1,1]
[32,8,80,0,3.6667000000000001,3.4479000000000002,7.7999999999999999E-4,9.0299999999999998E-3,1,1]
[32,8,0,1,0,0,7.5000000000000002E-4,7.9000000000000001E-4,1,1]
[32,8,20,1,0,0,5.1000000000000004E-4,8.7000000000000001E-4,1,1]
[32,8,40,1,0,0,4.2000000000000002E-4,9.1E-4,1,1]
[32,8,60,1,0,0,2.9999999999999997E-4,8.4999999999999995E-4,1,1]
[32,8,80,1,0,0,1.9000000000000001E-4,7.6000000000000004E-4,1,1]
[32,9,0,0,8.3910999999999998,6.9863999999999997,4.2100000000000002E-3,1.498E-2,1,1]
[32,9,20,0,7.6181000000000001,6.7042999999999999,3.4350000000000001E-3,1.4555E-2,1,1,"Q average value interpolated between 0% and 40% values due to anomolous model results"]
[32,9,40,0,6.2763999999999998,5.6627000000000001,2.66E-3,1.413E-2,1,1]
[32,9,60,0,5.0327000000000002,4.4046000000000003,1.8400000000000001E-3,1.2970000000000001E-2,1,1]
[32,9,80,0,3.7235,3.3279999999999998,9.8999999999999999E-4,1.025E-2,1,1]
[32,9,0,1,0,0,1.32E-3,9.8999999999999999E-4,1,1]
[32,9,20,1,0,0,1.2199999999999999E-3,1.1999999999999999E-3,1,1]
[32,9,40,1,0,0,1.01E-3,1.2899999999999999E-3,1,1]
[32,9,60,1,0,0,7.2999999999999996E-4,1.2199999999999999E-3,1,1]
[32,9,80,1,0,0,4.2000000000000002E-4,1.0399999999999999E-3,1,1]
[32,10,0,0,9.2102000000000004,7.9234999999999998,5.5100000000000001E-3,1.651E-2,1,1]
[32,10,20,0,8.3697999999999997,7.3837000000000002,4.4850000000000003E-3,1.6050000000000002E-2,1,1,"Q average value interpolated between 0% and 40% values due to anomolous model results"]
[32,10,40,0,6.4981,6.1719999999999997,3.46E-3,1.559E-2,1,1]
[32,10,60,0,5.0244999999999997,4.9774000000000003,2.3500000000000001E-3,1.404E-2,1,1]
[32,10,80,0,4.0766,4.1148999999999996,1.2700000000000001E-3,1.1350000000000001E-2,1,1]
[32,10,0,1,0,0,2.1299999999999999E-3,1.1299999999999999E-3,1,1]
[32,10,20,1,0,0,2.0699999999999998E-3,1.5100000000000001E-3,1,1]
[32,10,40,1,0,0,1.81E-3,1.74E-3,1,1]
[32,10,60,1,0,0,1.33E-3,1.7600000000000001E-3,1,1]
[32,10,80,1,0,0,7.6000000000000004E-4,1.6299999999999999E-3,1,1]
[32,11,0,0,9.3038000000000007,8.5847999999999995,6.1199999999999996E-3,1.694E-2,1,1]
[32,11,20,0,8.3255999999999997,7.6109,4.9249999999999997E-3,1.6395E-2,1,1,"Q average value interpolated between 0% and 40% values due to anomolous model results"]
[32,11,40,0,6.8821000000000003,6.5995999999999997,3.7299999999999998E-3,1.585E-2,1,1]
[32,11,60,0,5.6071999999999997,5.6481000000000003,2.5000000000000001E-3,1.4330000000000001E-2,1,1]
[32,11,80,0,4.5808999999999997,4.4698000000000002,1.3699999999999999E-3,1.1990000000000001E-2,1,1]
[32,11,0,1,0,0,3.3500000000000001E-3,1.0499999999999999E-3,1,1]
[32,11,20,1,0,0,3.3700000000000002E-3,1.73E-3,1,1]
[32,11,40,1,0,0,2.8500000000000001E-3,2.0600000000000002E-3,1,1]
[32,11,60,1,0,0,1.99E-3,2.1700000000000001E-3,1,1]
[32,11,80,1,0,0,1.1199999999999999E-3,2.1199999999999999E-3,1,1]
[32,12,0,0,10.1533,9.3673000000000002,5.8500000000000002E-3,1.542E-2,1,1]
[32,12,20,0,9.1349,8.7087000000000003,4.6550000000000003E-3,1.4815E-2,1,1,"Q average value interpolated between 0% and 40% values due to anomolous model results"]
[32,12,40,0,7.2328999999999999,7.3773999999999997,3.46E-3,1.421E-2,1,1]
[32,12,60,0,6.1070000000000002,6.2550999999999997,2.2499999999999998E-3,1.265E-2,1,1]
[32,12,80,0,4.7035999999999998,4.6082000000000001,1.16E-3,1.017E-2,1,1]
[32,12,0,1,0,0,4.1200000000000004E-3,1.3799999999999999E-3,1,1]
[32,12,20,1,0,0,3.8600000000000001E-3,1.89E-3,1,1]
[32,12,40,1,0,0,3.0000000000000001E-3,2.16E-3,1,1]
[32,12,60,1,0,0,1.91E-3,2.16E-3,1,1]
[32,12,80,1,0,0,9.6000000000000002E-4,1.9300000000000001E-3,1,1]
[36,1,0,0,10.277799999999999,9.7630999999999997,6.6185714676976204E-3,1.7178570851683617E-2,1,1]
[36,1,20,0,8.9832000000000001,8.7457999999999991,5.2621429786086082E-3,1.6477142460644245E-2,1,1,"Q average value interpolated between 0% and 40% values due to anomolous model results"]
[36,1,40,0,7.2853000000000003,7.0552000000000001,3.9057144895195961E-3,1.5775714069604874E-2,1,1]
[36,1,60,0,5.7949999999999999,5.8697999999999997,2.5328572373837233E-3,1.3932857662439346E-2,1,1]
[36,1,80,0,4.6908000000000003,4.5403000000000002,1.2742857215926051E-3,1.1147142387926579E-2,1,1]
[36,1,0,1,25.969899999999999,30.7379,5.0242859870195389E-3,2.460000105202198E-3,1,1]
[36,1,20,1,14.850300000000001,16.552099999999999,4.1385716758668423E-3,2.7628571260720491E-3,1,1]
[36,1,40,1,8.9951000000000008,9.7949999999999999,2.9985716100782156E-3,2.79000005684793E-3,1,1]
[36,1,60,1,5.1902999999999997,5.0804999999999998,1.9428571686148643E-3,2.6628570631146431E-3,1,1]
[36,1,80,1,2.8540000000000001,2.5560999999999998,9.8857143893837929E-4,2.3242859169840813E-3,1,1]
[36,2,0,0,10.4678,9.9072999999999993,6.8057142198085785E-3,1.7578570172190666E-2,1,1]
[36,2,20,0,9.3742000000000001,9.0455000000000005,5.4528571199625731E-3,1.691928505897522E-2,1,1,"Q average value interpolated between 0% and 40% values due to anomolous model results"]
[36,2,40,0,7.4595000000000002,7.4320000000000004,4.1000000201165676E-3,1.6259999945759773E-2,1,1]
[36,2,60,0,5.8051000000000004,5.9946000000000002,2.6899999938905239E-3,1.4315714128315449E-2,1,1]
[36,2,80,0,4.7377000000000002,5.0350999999999999,1.3814285630360246E-3,1.1394285596907139E-2,1,1]
[36,2,0,1,27.262699999999999,30.162199999999999,4.9328571185469627E-3,2.360000042244792E-3,1,1]
[36,2,20,1,14.9315,15.3439,4.0342858992516994E-3,2.5628572329878807E-3,1,1]
[36,2,40,1,8.8635000000000002,9.1257999999999999,3.028571605682373E-3,2.6971427723765373E-3,1,1]
[36,2,60,1,5.0156999999999998,4.9507000000000003,1.9928570836782455E-3,2.6942859403789043E-3,1,1]
[36,2,80,1,2.9580000000000002,2.6122000000000001,1.0300000431016088E-3,2.4200000334531069E-3,1,1]
[36,3,0,0,9.7988,8.6527999999999992,5.9514287859201431E-3,1.5775714069604874E-2,1,1]
[36,3,20,0,8.6373999999999995,8.0085999999999995,4.7064286191016436E-3,1.511857146397233E-2,1,1,"Q average value interpolated between 0% and 40% values due to anomolous model results"]
[36,3,40,0,6.7351999999999999,6.5088999999999997,3.461428452283144E-3,1.4461428858339787E-2,1,1]
[36,3,60,0,5.2039,5.3362999999999996,2.1800000686198473E-3,1.2512857094407082E-2,1,1]
[36,3,80,0,3.9653999999999998,4.0552999999999999,1.0114285396412015E-3,9.3614291399717331E-3,1,1]
[36,3,0,1,18.5626,18.7026,4.7385715879499912E-3,1.9985714461654425E-3,1,1]
[36,3,20,1,11.7895,11.8269,3.7571429274976254E-3,2.1628572139889002E-3,1,1]
[36,3,40,1,6.7862999999999998,6.5403000000000002,2.7171426918357611E-3,2.2371427621692419E-3,1,1]
[36,3,60,1,4.2305000000000001,3.8170999999999999,1.6785714542493224E-3,2.1314285695552826E-3,1,1]
[36,3,80,1,2.4317000000000002,1.9914000000000001,7.7571428846567869E-4,1.7971429042518139E-3,1,1]
[36,4,0,0,8.8516999999999992,8.1374999999999993,4.5628570951521397E-3,1.4187143184244633E-2,1,1]
[36,4,20,0,7.7842000000000002,7.4934000000000003,3.5971427569165826E-3,1.3557857368141413E-2,1,1,"Q average value interpolated between 0% and 40% values due to anomolous model results"]
[36,4,40,0,6.1185,6.3188000000000004,2.6314284186810255E-3,1.2928571552038193E-2,1,1]
[36,4,60,0,4.9595000000000002,4.9627999999999997,1.6628571320325136E-3,1.11642861738801E-2,1,1]
[36,4,80,0,4.0285000000000002,4.3676000000000004,7.9000002006068826E-4,8.2571431994438171E-3,1,1]
[36,4,0,1,13.275499999999999,13.021599999999999,4.0899999439716339E-3,1.6300000716000795E-3,1,1]
[36,4,20,1,8.3097999999999992,8.6371000000000002,2.9628570191562176E-3,1.9257143139839172E-3,1,1]
[36,4,40,1,6.0811999999999999,6.0620000000000003,2.0042858086526394E-3,1.9985714461654425E-3,1,1]
[36,4,60,1,3.9485000000000001,3.7307000000000001,1.218571444042027E-3,1.9085714593529701E-3,1,1]
[36,4,80,1,2.4238,2.0577999999999999,5.5857142433524132E-4,1.5971428947523236E-3,1,1]
[36,5,0,0,8.3663000000000007,6.9371999999999998,3.9071426726877689E-3,1.3464285060763359E-2,1,1]
[36,5,20,0,7.3212999999999999,6.5827,3.0864285072311759E-3,1.2908570934087038E-2,1,1,"Q average value interpolated between 0% and 40% values due to anomolous model results"]
[36,5,40,0,5.9766000000000004,5.7977999999999996,2.2657143417745829E-3,1.2352856807410717E-2,1,1]
[36,5,60,0,4.6753,4.7797000000000001,1.4457142679020762E-3,1.0680000297725201E-2,1,1]
[36,5,80,0,3.6903999999999999,3.5522999999999998,6.7999999737367034E-4,7.9071428626775742E-3,1,1]
[36,5,0,1,11.048400000000001,11.4094,3.2285714987665415E-3,1.5100000891834497E-3,1,1]
[36,5,20,1,7.6680999999999999,7.6489000000000003,1.9928570836782455E-3,1.7200000584125519E-3,1,1]
[36,5,40,1,5.3944000000000001,5.1755000000000004,1.3171428581699729E-3,1.6971428412944078E-3,1,1]
[36,5,60,1,3.6661000000000001,3.1591999999999998,8.2142860628664494E-4,1.5428571496158838E-3,1,1]
[36,5,80,1,2.3961999999999999,1.7462,3.8714287802577019E-4,1.2414285447448492E-3,1,1]
[36,6,0,0,7.5113000000000003,5.4942000000000002,3.6228571552783251E-3,1.4595714397728443E-2,1,1]
[36,6,20,0,6.7111000000000001,5.2317,2.9178571421653032E-3,1.4109286013990641E-2,1,1,"Q average value interpolated between 0% and 40% values due to anomolous model results"]
[36,6,40,0,5.7314999999999996,4.8781999999999996,2.2128571290522814E-3,1.3622857630252838E-2,1,1]
[36,6,60,0,4.7005999999999997,4.1466000000000003,1.4985714806243777E-3,1.2104285880923271E-2,1,1]
[36,6,80,0,3.3788,3.0800999999999998,7.8285712515935302E-4,9.8328571766614914E-3,1,1]
[36,6,0,1,8.5908999999999995,8.0719999999999992,2.4328571744263172E-3,1.422857167199254E-3,1,1]
[36,6,20,1,6.2704000000000004,5.8956,1.4628571225330234E-3,1.5714284963905811E-3,1,1]
[36,6,40,1,5.1967999999999996,4.4945000000000004,1.0600000387057662E-3,1.5771428588777781E-3,1,1]
[36,6,60,1,3.6566999999999998,2.9708000000000001,7.0999999297782779E-4,1.4700000174343586E-3,1,1]
[36,6,80,1,2.4054000000000002,1.7578,3.771428600884974E-4,1.2528571533039212E-3,1,1]
[36,7,0,0,7.3480999999999996,5.9581,2.9657143168151379E-3,1.3208571821451187E-2,1,1]
[36,7,20,0,6.4911000000000003,5.7205000000000004,2.3935714852996171E-3,1.2770714703947306E-2,1,1,"Q average value interpolated between 0% and 40% values due to anomolous model results"]
[36,7,40,0,5.5487000000000002,4.9414999999999996,1.8214286537840962E-3,1.2332857586443424E-2,1,1]
[36,7,60,0,4.6811999999999996,3.9201000000000001,1.2514286208897829E-3,1.0850000195205212E-2,1,1]
[36,7,80,0,3.2736999999999998,3.1293000000000002,6.8428571103140712E-4,8.8314283639192581E-3,1,1]
[36,7,0,1,0,0,1.4657143037766218E-3,1.2342857662588358E-3,1,1]
[36,7,20,1,0,0,8.0571428406983614E-4,1.2485714396461844E-3,1,1]
[36,7,40,1,0,0,5.90000010561198E-4,1.2285714037716389E-3,1,1]
[36,7,60,1,3.6057999999999999,2.7363,4.0285714203491807E-4,1.1542857391759753E-3,1,1]
[36,7,80,1,0,0,2.3000000510364771E-4,1.0014285799115896E-3,1,1]
[36,8,0,0,7.5514000000000001,6.1715999999999998,3.8728571962565184E-3,1.4824286103248596E-2,1,1]
[36,8,20,0,6.5510000000000002,5.6089000000000002,3.1042858026921749E-3,1.4410000294446945E-2,1,1,"Q average value interpolated between 0% and 40% values due to anomolous model results"]
[36,8,40,0,5.0942999999999996,4.9524999999999997,2.3357144091278315E-3,1.3995714485645294E-2,1,1]
[36,8,60,0,4.3109000000000002,4.0370999999999997,1.5699999639764428E-3,1.2199999764561653E-2,1,1]
[36,8,80,0,3.6419000000000001,3.4338000000000002,8.3714287029579282E-4,9.7000002861022949E-3,1,1]
[36,8,0,1,0,0,8.5857143858447671E-4,1.129999989643693E-3,1,1]
[36,8,20,1,7.3887,7.4987000000000004,6.1428570188581944E-4,1.2157142627984285E-3,1,1]
[36,8,40,1,5.5959000000000003,5.3072999999999997,5.3428573301061988E-4,1.2700000079348683E-3,1,1]
[36,8,60,1,3.6848000000000001,3.8529,4.014285805169493E-4,1.2242858065292239E-3,1,1]
[36,8,80,1,0,0,2.5714287767186761E-4,1.1185714974999428E-3,1,1]
[36,9,0,0,8.7050999999999998,7.3205,4.6828570775687695E-3,1.6548572108149529E-2,1,1]
[36,9,20,0,7.7085999999999997,6.8231000000000002,3.8078570505604148E-3,1.6044286079704762E-2,1,1,"Q average value interpolated between 0% and 40% values due to anomolous model results"]
[36,9,40,0,6.2717000000000001,5.7060000000000004,2.9328570235520601E-3,1.5540000051259995E-2,1,1]
[36,9,60,0,5.0255999999999998,4.4386000000000001,2.022857079282403E-3,1.4174285344779491E-2,1,1]
[36,9,80,0,3.7341000000000002,3.3416999999999999,1.0885713854804635E-3,1.1127143166959286E-2,1,1]
[36,9,0,1,11.848000000000001,12.7059,1.6014286084100604E-3,1.4828571584075689E-3,1,1]
[36,9,20,1,8.9979999999999993,9.0014000000000003,1.4285714132711291E-3,1.6871429979801178E-3,1,1]
[36,9,40,1,6.1246999999999998,4.9515000000000002,1.1757143074646592E-3,1.7328571993857622E-3,1,1]
[36,9,60,1,4.2111000000000001,3.3906000000000001,8.5285719251260161E-4,1.6471428098157048E-3,1,1]
[36,9,80,1,2.5198999999999998,1.8569,4.9571431009098887E-4,1.4371428405866027E-3,1,1]
[36,10,0,0,9.5670000000000002,8.2704000000000004,6.2071429565548897E-3,1.8352856859564781E-2,1,1]
[36,10,20,0,8.5052000000000003,7.5918000000000001,5.0435714656487107E-3,1.7802856862545013E-2,1,1,"Q average value interpolated between 0% and 40% values due to anomolous model results"]
[36,10,40,0,6.5621,6.2396000000000003,3.8799999747425318E-3,1.7252856865525246E-2,1,1]
[36,10,60,0,5.0811000000000002,5.0069999999999997,2.6371427811682224E-3,1.5462856739759445E-2,1,1]
[36,10,80,0,4.0723000000000003,4.1181999999999999,1.4185714535415173E-3,1.2361428700387478E-2,1,1]
[36,10,0,1,21.170300000000001,26.184699999999999,2.7042855508625507E-3,1.7942857230082154E-3,1,1]
[36,10,20,1,11.633900000000001,11.936199999999999,2.5257142260670662E-3,2.1942856255918741E-3,1,1]
[36,10,40,1,7.6102999999999996,7.5664999999999996,2.1571428515017033E-3,2.3671428207308054E-3,1,1]
[36,10,60,1,4.6109999999999998,4.3593000000000002,1.5757143264636397E-3,2.3642857559025288E-3,1,1]
[36,10,80,1,2.7444999999999999,2.1762999999999999,8.9857145212590694E-4,2.1714286413043737E-3,1,1]
[36,11,0,0,9.8225999999999996,9.0300999999999991,7.074285764247179E-3,1.9035713747143745E-2,1,1]
[36,11,20,0,8.6740999999999993,7.9501999999999997,5.6978571228682995E-3,1.8397142179310322E-2,1,1,"Q average value interpolated between 0% and 40% values due to anomolous model results"]
[36,11,40,0,7.0128000000000004,6.7319000000000004,4.3214284814894199E-3,1.7758570611476898E-2,1,1]
[36,11,60,0,5.6673999999999998,5.6792999999999996,2.9085713904350996E-3,1.5961429104208946E-2,1,1]
[36,11,80,0,4.569,4.4858000000000002,1.5814285725355148E-3,1.3158570975065231E-2,1,1]
[36,11,0,1,33.472200000000001,42.241,4.3500000610947609E-3,1.8214286537840962E-3,1,1]
[36,11,20,1,16.399999999999999,19.420200000000001,4.1342857293784618E-3,2.5414286646991968E-3,1,1]
[36,11,40,1,9.3497000000000003,10.7104,3.3928572665899992E-3,2.8257144149392843E-3,1,1]
[36,11,60,1,5.2344999999999997,5.1524000000000001,2.3585713934153318E-3,2.9157144017517567E-3,1,1]
[36,11,80,1,2.8746,2.5750999999999999,1.3128571445122361E-3,2.7814286295324564E-3,1,1]
[36,12,0,0,10.6419,9.7825000000000006,6.7971427924931049E-3,1.7488570883870125E-2,1,1]
[36,12,20,0,9.4608000000000008,9.0244,5.4228571243584156E-3,1.6789285466074944E-2,1,1,"Q average value interpolated between 0% and 40% values due to anomolous model results"]
[36,12,40,0,7.4218999999999999,7.5239000000000003,4.0485714562237263E-3,1.6090000048279762E-2,1,1]
[36,12,60,0,6.1745000000000001,6.3094000000000001,2.6528569869697094E-3,1.4252857305109501E-2,1,1]
[36,12,80,0,4.7374000000000001,4.5983999999999998,1.3671428896486759E-3,1.131714228540659E-2,1,1]
[36,12,0,1,27.363099999999999,29.9895,5.1200003363192081E-3,2.1600001491606236E-3,1,1]
[36,12,20,1,15.497,17.7349,4.5871427282691002E-3,2.7328571304678917E-3,1,1]
[36,12,40,1,9.3445,10.194800000000001,3.5200000274926424E-3,2.9371427372097969E-3,1,1]
[36,12,60,1,5.5140000000000002,6.0820999999999996,2.2700000554323196E-3,2.8885714709758759E-3,1,1]
[36,12,80,1,3.0785,2.8157999999999999,1.1500000255182385E-3,2.5514285080134869E-3,1,1]
[40,1,0,0,10.8195,10.263199999999999,7.5471429154276848E-3,1.9177142530679703E-2,1,1]
[40,1,20,0,9.3455999999999992,9.1034000000000006,6.0092858038842678E-3,1.8379285931587219E-2,1,1,"Q average value interpolated between 0% and 40% values due to anomolous model results"]
[40,1,40,0,7.4345999999999997,7.2195,4.4714286923408508E-3,1.7581429332494736E-2,1,1]
[40,1,60,0,5.8765999999999998,5.9127000000000001,2.9157144017517567E-3,1.5435714274644852E-2,1,1]
[40,1,80,0,4.6966000000000001,4.5204000000000004,1.4685713686048985E-3,1.2204285711050034E-2,1,1]
[40,1,0,1,51.939799999999998,61.475700000000003,5.828571505844593E-3,3.1900000758469105E-3,1,1]
[40,1,20,1,29.700500000000002,33.104199999999999,4.7771427780389786E-3,3.5657144617289305E-3,1,1]
[40,1,40,1,17.990300000000001,19.5901,3.4771428909152746E-3,3.5300001036375761E-3,1,1]
[40,1,60,1,10.380599999999999,10.161099999999999,2.2657143417745829E-3,3.345714183524251E-3,1,1]
[40,1,80,1,5.7080000000000002,5.1120999999999999,1.1571429204195738E-3,2.8985715471208096E-3,1,1]
[40,2,0,0,10.86,10.2249,7.6314285397529602E-3,1.9497143104672432E-2,1,1]
[40,2,20,0,9.5968999999999998,9.2835000000000001,6.1107142828404903E-3,1.8743571825325489E-2,1,1,"Q average value interpolated between 0% and 40% values due to anomolous model results"]
[40,2,40,0,7.5392000000000001,7.5347999999999997,4.5900000259280205E-3,1.7990000545978546E-2,1,1]
[40,2,60,0,5.8620999999999999,6.0620000000000003,3.0200001783668995E-3,1.5791429206728935E-2,1,1]
[40,2,80,0,4.7366999999999999,5.0812999999999997,1.5528571093454957E-3,1.2448571622371674E-2,1,1]
[40,2,0,1,54.525300000000001,60.324300000000001,5.6557143107056618E-3,3.060000017285347E-3,1,1]
[40,2,20,1,29.863,30.687799999999999,4.6085715293884277E-3,3.3657143358141184E-3,1,1]
[40,2,40,1,17.726900000000001,18.2516,3.4471428953111172E-3,3.4442858304828405E-3,1,1]
[40,2,60,1,10.0314,9.9014000000000006,2.2757141850888729E-3,3.3885715529322624E-3,1,1]
[40,2,80,1,5.9161000000000001,5.2244000000000002,1.180000021122396E-3,3.0100001022219658E-3,1,1]
[40,3,0,0,10.155200000000001,9.0200999999999993,6.6228574141860008E-3,1.7511429265141487E-2,1,1]
[40,3,20,0,8.7775999999999996,8.1853999999999996,5.2328573074191809E-3,1.676214300096035E-2,1,1,"Q average value interpolated between 0% and 40% values due to anomolous model results"]
[40,3,40,0,6.8266999999999998,6.6001000000000003,3.8428572006523609E-3,1.6012856736779213E-2,1,1]
[40,3,60,0,5.2211999999999996,5.3445999999999998,2.4300001095980406E-3,1.3825714588165283E-2,1,1]
[40,3,80,0,3.9645000000000001,4.0614999999999997,1.1328571708872914E-3,1.0262857191264629E-2,1,1]
[40,3,0,1,37.1252,37.405200000000001,5.2971430122852325E-3,2.6071430183947086E-3,1,1]
[40,3,20,1,23.578900000000001,23.6538,4.184285644441843E-3,2.835714491084218E-3,1,1]
[40,3,40,1,13.572699999999999,13.0806,3.0242856591939926E-3,2.8442856855690479E-3,1,1]
[40,3,60,1,8.4610000000000003,7.6341999999999999,1.8871428910642862E-3,2.6928570587188005E-3,1,1]
[40,3,80,1,4.8634000000000004,3.9828000000000001,8.8142859749495983E-4,2.2642856929451227E-3,1,1]
[40,4,0,0,9.0830000000000002,8.3125999999999998,5.0357142463326454E-3,1.5674285590648651E-2,1,1]
[40,4,20,0,7.8691000000000004,7.5559000000000003,3.9592856774106622E-3,1.4965714421123266E-2,1,1,"Q average value interpolated between 0% and 40% values due to anomolous model results"]
[40,4,40,0,6.1398000000000001,6.3696999999999999,2.8828571084886789E-3,1.4257143251597881E-2,1,1]
[40,4,60,0,4.9398,4.9938000000000002,1.825714367441833E-3,1.2238571420311928E-2,1,1]
[40,4,80,0,4.0141999999999998,4.3741000000000003,8.6999998893588781E-4,9.0442858636379242E-3,1,1]
[40,4,0,1,26.550899999999999,26.043099999999999,4.3899999000132084E-3,2.199999988079071E-3,1,1]
[40,4,20,1,16.619499999999999,17.2742,3.2157143577933311E-3,2.5114286690950394E-3,1,1]
[40,4,40,1,12.1625,12.1241,2.1985715720802546E-3,2.5171427987515926E-3,1,1]
[40,4,60,1,7.8970000000000002,7.4612999999999996,1.3471428537741303E-3,2.3771428968757391E-3,1,1]
[40,4,80,1,4.8476999999999997,4.1155999999999997,6.2714284285902977E-4,1.9942857325077057E-3,1,1]
[40,5,0,0,8.5580999999999996,7.0933999999999999,4.3242857791483402E-3,1.4868571422994137E-2,1,1]
[40,5,20,0,7.4189999999999996,6.7286999999999999,3.4078571479767561E-3,1.422714302316308E-2,1,1,"Q average value interpolated between 0% and 40% values due to anomolous model results"]
[40,5,40,0,5.9752999999999998,5.8270999999999997,2.491428516805172E-3,1.3585714623332024E-2,1,1]
[40,5,60,0,4.6917,4.8251999999999997,1.5914285322651267E-3,1.1719999834895134E-2,1,1]
[40,5,80,0,3.7113,3.5649999999999999,7.5000000651925802E-4,8.6042862385511398E-3,1,1]
[40,5,0,1,22.096800000000002,22.8188,3.3471428323537111E-3,1.9900000188499689E-3,1,1]
[40,5,20,1,15.3362,15.297800000000001,2.1657142788171768E-3,2.199999988079071E-3,1,1]
[40,5,40,1,10.7889,10.351000000000001,1.4642856549471617E-3,2.1242857910692692E-3,1,1]
[40,5,60,1,7.3322000000000003,6.3182999999999998,9.2285714345052838E-4,1.9357142737135291E-3,1,1]
[40,5,80,1,4.7923999999999998,3.4923999999999999,4.4428574619814754E-4,1.5828571049496531E-3,1,1]
[40,6,0,0,7.7004999999999999,5.7004000000000001,3.9857141673564911E-3,1.5961429104208946E-2,1,1]
[40,6,20,0,6.7567000000000004,5.3692000000000002,3.2007142435759306E-3,1.5388572122901678E-2,1,1,"Q average value interpolated between 0% and 40% values due to anomolous model results"]
[40,6,40,0,5.7343999999999999,4.8647999999999998,2.4157143197953701E-3,1.481571514159441E-2,1,1]
[40,6,60,0,4.6825000000000001,4.1317000000000004,1.6371428500860929E-3,1.3168571516871452E-2,1,1]
[40,6,80,0,3.4228000000000001,3.165,8.5571425734087825E-4,1.0545713827013969E-2,1,1]
[40,6,0,1,17.181799999999999,16.143999999999998,2.5357143022119999E-3,1.8557142466306686E-3,1,1]
[40,6,20,1,12.540800000000001,11.7911,1.6157142817974091E-3,2.0028571598231792E-3,1,1]
[40,6,40,1,10.393599999999999,8.9890000000000008,1.180000021122396E-3,1.9642857369035482E-3,1,1]
[40,6,60,1,7.3135000000000003,5.9416000000000002,7.9999997979030013E-4,1.8400000408291817E-3,1,1]
[40,6,80,1,4.8108000000000004,3.5156999999999998,4.3428572826087475E-4,1.5957143623381853E-3,1,1]
[40,7,0,0,7.4917999999999996,6.0160999999999998,3.2414286397397518E-3,1.4397143386304379E-2,1,1]
[40,7,20,0,6.4993999999999996,5.7267999999999999,2.6071429019793868E-3,1.3901428785175085E-2,1,1,"Q average value interpolated between 0% and 40% values due to anomolous model results"]
[40,7,40,0,5.5045999999999999,4.9492000000000003,1.9728571642190218E-3,1.3405714184045792E-2,1,1]
[40,7,60,0,4.6833999999999998,3.9912000000000001,1.3528572162613273E-3,1.1719999834895134E-2,1,1]
[40,7,80,0,3.2997000000000001,3.149,7.3857145616784692E-4,9.4828568398952484E-3,1,1]
[40,7,0,1,0,0,1.4814285095781088E-3,1.5285714762285352E-3,1,1]
[40,7,20,1,0,0,8.7142857955768704E-4,1.5471429796889424E-3,1,1]
[40,7,40,1,0,0,6.5000000176951289E-4,1.5071429079398513E-3,1,1]
[40,7,60,1,7.2115999999999998,5.4725999999999999,4.5571429654955864E-4,1.438571373000741E-3,1,1]
[40,7,80,1,0,0,2.7000001864507794E-4,1.2828571489080787E-3,1,1]
[40,8,0,0,7.7474999999999996,6.3681000000000001,4.2157145217061043E-3,1.6118571162223816E-2,1,1]
[40,8,20,0,6.6166,5.7331000000000003,3.3685715170577168E-3,1.5639999881386757E-2,1,1,"Q average value interpolated between 0% and 40% values due to anomolous model results"]
[40,8,40,0,5.1585000000000001,5.0194000000000001,2.5214285124093294E-3,1.5161428600549698E-2,1,1]
[40,8,60,0,4.3170999999999999,4.0918999999999999,1.6899999463930726E-3,1.3160000555217266E-2,1,1]
[40,8,80,0,3.6171000000000002,3.4197000000000002,8.9428573846817017E-4,1.0370000265538692E-2,1,1]
[40,8,0,1,0,0,9.671428706496954E-4,1.4700000174343586E-3,1,1]
[40,8,20,1,14.7775,14.997400000000001,7.1857142029330134E-4,1.5614285366609693E-3,1,1]
[40,8,40,1,11.191800000000001,10.614599999999999,6.4857141114771366E-4,1.6300000716000795E-3,1,1]
[40,8,60,1,7.3696000000000002,7.7057000000000002,5.028571467846632E-4,1.5985715435817838E-3,1,1]
[40,8,80,1,0,0,3.2428573467768729E-4,1.4771429123356938E-3,1,1]
[40,9,0,0,9.0190999999999999,7.6544999999999996,5.1557142287492752E-3,1.8117142841219902E-2,1,1]
[40,9,20,0,7.7990000000000004,6.9420000000000002,4.1807142551988363E-3,1.753357145935297E-2,1,1,"Q average value interpolated between 0% and 40% values due to anomolous model results"]
[40,9,40,0,6.2671000000000001,5.7492999999999999,3.2057142816483974E-3,1.6950000077486038E-2,1,1]
[40,9,60,0,5.0183999999999997,4.4725999999999999,2.205714350566268E-3,1.537857111543417E-2,1,1]
[40,9,80,0,3.7448000000000001,3.3553999999999999,1.1871427996084094E-3,1.2004286050796509E-2,1,1]
[40,9,0,1,23.696000000000002,25.411799999999999,1.8828571774065495E-3,1.9757142290472984E-3,1,1]
[40,9,20,1,17.995999999999999,18.002700000000001,1.6371428500860929E-3,2.174285938963294E-3,1,1]
[40,9,40,1,12.2494,9.9029000000000007,1.3414286077022552E-3,2.1757143549621105E-3,1,1]
[40,9,60,1,8.4221000000000004,6.7811000000000003,9.7571429796516895E-4,2.0742856431752443E-3,1,1]
[40,9,80,1,5.0399000000000003,3.7139000000000002,5.7142856530845165E-4,1.8342857947573066E-3,1,1]
[40,10,0,0,9.9238,8.6173000000000002,6.904285866767168E-3,2.0195715129375458E-2,1,1]
[40,10,20,0,8.6404999999999994,7.7999000000000001,5.6021430063992739E-3,1.9555714912712574E-2,1,1,"Q average value interpolated between 0% and 40% values due to anomolous model results"]
[40,10,40,0,6.6261000000000001,6.3071000000000002,4.3000001460313797E-3,1.891571469604969E-2,1,1]
[40,10,60,0,5.1376999999999997,5.0366,2.9242858290672302E-3,1.688571460545063E-2,1,1]
[40,10,80,0,4.0681000000000003,4.1214000000000004,1.5671428991481662E-3,1.3372857123613358E-2,1,1]
[40,10,0,1,42.340699999999998,52.369399999999999,3.2785714138299227E-3,2.4585714563727379E-3,1,1]
[40,10,20,1,23.267800000000001,23.872499999999999,2.9814285226166248E-3,2.8785713948309422E-3,1,1]
[40,10,40,1,15.220700000000001,15.132999999999999,2.504285890609026E-3,2.9942858964204788E-3,1,1]
[40,10,60,1,9.2220999999999993,8.7187000000000001,1.8214285373687744E-3,2.9685713816434145E-3,1,1]
[40,10,80,1,5.4890999999999996,4.3525,1.037142938002944E-3,2.7128572110086679E-3,1,1]
[40,11,0,0,10.3413,9.4755000000000003,8.0285714939236641E-3,2.1131427958607674E-2,1,1]
[40,11,20,0,9.0225000000000009,8.2895000000000003,6.4707142300903797E-3,2.0399285480380058E-2,1,1,"Q average value interpolated between 0% and 40% values due to anomolous model results"]
[40,11,40,0,7.1436000000000002,6.8642000000000003,4.9128569662570953E-3,1.9667143002152443E-2,1,1]
[40,11,60,0,5.7276999999999996,5.7104999999999997,3.3171428367495537E-3,1.7592856660485268E-2,1,1]
[40,11,80,0,4.5571000000000002,4.5018000000000002,1.7928571905940771E-3,1.4327142387628555E-2,1,1]
[40,11,0,1,66.944500000000005,84.481899999999996,5.350000225007534E-3,2.5928572285920382E-3,1,1]
[40,11,20,1,32.799999999999997,38.840400000000002,4.8985714092850685E-3,3.3528571948409081E-3,1,1]
[40,11,40,1,18.6995,21.4208,3.9357142522931099E-3,3.5914287436753511E-3,1,1]
[40,11,60,1,10.468999999999999,10.3049,2.7271427679806948E-3,3.6614285781979561E-3,1,1]
[40,11,80,1,5.7492000000000001,5.1501999999999999,1.5057142591103911E-3,3.442857414484024E-3,1,1]
[40,12,0,0,11.1305,10.1976,7.7442857436835766E-3,1.955714263021946E-2,1,1]
[40,12,20,0,9.7866,9.3400999999999996,6.1907144263386726E-3,1.8763571046292782E-2,1,1,"Q average value interpolated between 0% and 40% values due to anomolous model results"]
[40,12,40,0,7.6108000000000002,7.6704999999999997,4.6371431089937687E-3,1.7969999462366104E-2,1,1]
[40,12,60,0,6.2420999999999998,6.3636999999999997,3.0557143036276102E-3,1.5855714678764343E-2,1,1]
[40,12,80,0,4.7712000000000003,4.5885999999999996,1.5742857940495014E-3,1.2464285828173161E-2,1,1]
[40,12,0,1,54.726300000000002,59.978900000000003,6.120000034570694E-3,2.9400000348687172E-3,1,1]
[40,12,20,1,30.994,35.469900000000003,5.3142858669161797E-3,3.5757143050432205E-3,1,1]
[40,12,40,1,18.689,20.389500000000002,4.0400000289082527E-3,3.7142857909202576E-3,1,1]
[40,12,60,1,11.0281,12.164099999999999,2.630000002682209E-3,3.6171427927911282E-3,1,1]
[40,12,80,1,6.1570999999999998,5.6315,1.3399999588727951E-3,3.1728572212159634E-3,1,1]
[44,1,0,0,11.3612,10.763299999999999,8.4757143631577492E-3,2.1175714209675789E-2,1,1]
[44,1,20,0,9.7081,9.4611000000000001,6.7564286291599274E-3,2.0281428471207619E-2,1,1,"Q average value interpolated between 0% and 40% values due to anomolous model results"]
[44,1,40,0,7.5838999999999999,7.3838999999999997,5.0371428951621056E-3,1.9387142732739449E-2,1,1]
[44,1,60,0,5.9581,5.9555999999999996,3.2985715661197901E-3,1.6938570886850357E-2,1,1]
[44,1,80,0,4.7023999999999999,4.5006000000000004,1.6628571320325136E-3,1.3261428102850914E-2,1,1]
[44,1,0,1,77.909800000000004,92.2136,6.6328570246696472E-3,3.9200000464916229E-3,1,1]
[44,1,20,1,44.550800000000002,49.656300000000002,5.4157143458724022E-3,4.3685715645551682E-3,1,1]
[44,1,40,1,26.985399999999998,29.385100000000001,3.9557144045829773E-3,4.2699999175965786E-3,1,1]
[44,1,60,1,15.5709,15.2416,2.5885715149343014E-3,4.0285713039338589E-3,1,1]
[44,1,80,1,8.5619999999999994,7.6681999999999997,1.3257142854854465E-3,3.4728571772575378E-3,1,1]
[44,2,0,0,11.2523,10.5426,8.4571428596973419E-3,2.1415714174509048E-2,1,1]
[44,2,20,0,9.8195999999999994,9.5213999999999999,6.7685714457184076E-3,2.0567856729030609E-2,1,1,"Q average value interpolated between 0% and 40% values due to anomolous model results"]
[44,2,40,0,7.6189999999999998,7.6376999999999997,5.0800000317394733E-3,1.971999928355217E-2,1,1]
[44,2,60,0,5.9192,6.1292999999999997,3.3500001300126314E-3,1.7267143353819847E-2,1,1]
[44,2,80,0,4.7356999999999996,5.1275000000000004,1.7242856556549668E-3,1.3502857647836208E-2,1,1]
[44,2,0,1,81.787999999999997,90.486500000000007,6.3785715028643608E-3,3.759999992325902E-3,1,1]
[44,2,20,1,44.794600000000003,46.031700000000001,5.182857159525156E-3,4.1685714386403561E-3,1,1]
[44,2,40,1,26.590399999999999,27.377400000000002,3.8657141849398613E-3,4.1914284229278564E-3,1,1]
[44,2,60,1,15.0471,14.852,2.5585712864995003E-3,4.0828571654856205E-3,1,1]
[44,2,80,1,8.8741000000000003,7.8365999999999998,1.3299999991431832E-3,3.6000001709908247E-3,1,1]
[44,3,0,0,10.511699999999999,9.3873999999999995,7.2942855767905712E-3,1.9247142598032951E-2,1,1]
[44,3,20,0,8.9178999999999995,8.3621999999999996,5.7592855300754309E-3,1.8405714072287083E-2,1,1,"Q average value interpolated between 0% and 40% values due to anomolous model results"]
[44,3,40,0,6.9180999999999999,6.6913,4.2242854833602905E-3,1.7564285546541214E-2,1,1]
[44,3,60,0,5.2385000000000002,5.3529,2.6800001505762339E-3,1.513857115060091E-2,1,1]
[44,3,80,0,3.9634999999999998,4.0675999999999997,1.2542856857180595E-3,1.11642861738801E-2,1,1]
[44,3,0,1,55.687899999999999,56.107700000000001,5.8557144366204739E-3,3.2157143577933311E-3,1,1]
[44,3,20,1,35.368400000000001,35.480699999999999,4.611428827047348E-3,3.5085715353488922E-3,1,1]
[44,3,40,1,20.359000000000002,19.620899999999999,3.3314283937215805E-3,3.451428608968854E-3,1,1]
[44,3,60,1,12.6915,11.4513,2.0957142114639282E-3,3.2542857807129622E-3,1,1]
[44,3,80,1,7.2950999999999997,5.9741,9.8714290652424097E-4,2.7314287144690752E-3,1,1]
[44,4,0,0,9.3142999999999994,8.4876000000000005,5.5085713975131512E-3,1.7161428928375244E-2,1,1]
[44,4,20,0,7.9539,7.6184000000000003,4.3214284814894199E-3,1.637357147410512E-2,1,1,"Q average value interpolated between 0% and 40% values due to anomolous model results"]
[44,4,40,0,6.1609999999999996,6.4206000000000003,3.1342855654656887E-3,1.5585714019834995E-2,1,1]
[44,4,60,0,4.9200999999999997,5.0248999999999997,1.9885713700205088E-3,1.331285759806633E-2,1,1]
[44,4,80,0,4,4.3804999999999996,9.5000001601874828E-4,9.8314285278320313E-3,1,1]
[44,4,0,1,39.8264,39.064700000000002,4.6899998560547829E-3,2.7699999045580626E-3,1,1]
[44,4,20,1,24.929300000000001,25.911300000000001,3.4685714635998011E-3,3.0971427913755178E-3,1,1]
[44,4,40,1,18.2437,18.1861,2.3928571026772261E-3,3.0357141513377428E-3,1,1]
[44,4,60,1,11.845499999999999,11.192,1.4757142635062337E-3,2.8457143343985081E-3,1,1]
[44,4,80,1,7.2714999999999996,6.1734,6.9571426138281822E-4,2.3914286866784096E-3,1,1]
[44,5,0,0,8.7499000000000002,7.2495000000000003,4.7414284199476242E-3,1.6272855922579765E-2,1,1]
[44,5,20,0,7.5167000000000002,6.8746999999999998,3.7292856723070145E-3,1.554571371525526E-2,1,1,"Q average value interpolated between 0% and 40% values due to anomolous model results"]
[44,5,40,0,5.9740000000000002,5.8563000000000001,2.7171429246664047E-3,1.4818571507930756E-2,1,1]
[44,5,60,0,4.7081,4.8707000000000003,1.7371427966281772E-3,1.2760000303387642E-2,1,1]
[44,5,80,0,3.7323,3.5775999999999999,8.2000001566484571E-4,9.3014286831021309E-3,1,1]
[44,5,0,1,33.145200000000003,34.228099999999998,3.4657143987715244E-3,2.4699999485164881E-3,1,1]
[44,5,20,1,23.004300000000001,22.9468,2.3385714739561081E-3,2.6800001505762339E-3,1,1]
[44,5,40,1,16.183299999999999,15.5265,1.6114285681396723E-3,2.5514285080134869E-3,1,1]
[44,5,60,1,10.9983,9.4774999999999991,1.0242856806144118E-3,2.3285713978111744E-3,1,1]
[44,5,80,1,7.1886000000000001,5.2385999999999999,5.0142861437052488E-4,1.9242856651544571E-3,1,1]
[44,6,0,0,7.8897000000000004,5.9066000000000001,4.3485714122653008E-3,1.7327142879366875E-2,1,1]
[44,6,20,0,6.8023999999999996,5.5068000000000001,3.4835714614018798E-3,1.6667857766151428E-2,1,1,"Q average value interpolated between 0% and 40% values due to anomolous model results"]
[44,6,40,0,5.7371999999999996,4.8513999999999999,2.6185715105384588E-3,1.6008572652935982E-2,1,1]
[44,6,60,0,4.6642999999999999,4.1166999999999998,1.77571433596313E-3,1.4232857152819633E-2,1,1]
[44,6,80,0,3.4666999999999999,3.2498999999999998,9.2857138952240348E-4,1.1258571408689022E-2,1,1]
[44,6,0,1,25.7727,24.216000000000001,2.6385714299976826E-3,2.2885713260620832E-3,1,1]
[44,6,20,1,18.811199999999999,17.686699999999998,1.7685714410617948E-3,2.4342855904251337E-3,1,1]
[44,6,40,1,15.590400000000001,13.4834,1.3000000035390258E-3,2.3514286149293184E-3,1,1]
[44,6,60,1,10.9702,8.9123999999999999,8.8999996660277247E-4,2.2100000642240047E-3,1,1]
[44,6,80,1,7.2161999999999997,5.2735000000000003,4.914285964332521E-4,1.9385714549571276E-3,1,1]
[44,7,0,0,7.6355000000000004,6.0739999999999998,3.5171427298337221E-3,1.5585714019834995E-2,1,1]
[44,7,20,0,6.5077999999999996,5.7332000000000001,2.8207142604514956E-3,1.5032142866402864E-2,1,1,"Q average value interpolated between 0% and 40% values due to anomolous model results"]
[44,7,40,0,5.4604999999999997,4.9569999999999999,2.1242857910692692E-3,1.4478571712970734E-2,1,1]
[44,7,60,0,4.6856,4.0621999999999998,1.4542856952175498E-3,1.2590000405907631E-2,1,1]
[44,7,80,0,3.3256999999999999,3.1688000000000001,7.928571430966258E-4,1.0134285315871239E-2,1,1]
[44,7,0,1,0,0,1.4971428317949176E-3,1.8228571861982346E-3,1,1]
[44,7,20,1,0,0,9.3714287504553795E-4,1.8457144033163786E-3,1,1]
[44,7,40,1,0,0,7.0999999297782779E-4,1.7857142956927419E-3,1,1]
[44,7,60,1,10.817500000000001,8.2088999999999999,5.0857145106419921E-4,1.7228571232408285E-3,1,1]
[44,7,80,1,0,0,3.1000000308267772E-4,1.5642857179045677E-3,1,1]
[44,8,0,0,7.9435000000000002,6.5647000000000002,4.5585716143250465E-3,1.7412858083844185E-2,1,1]
[44,8,20,0,6.6821999999999999,5.8574000000000002,3.6328572314232588E-3,1.6870000399649143E-2,1,1,"Q average value interpolated between 0% and 40% values due to anomolous model results"]
[44,8,40,0,5.2228000000000003,5.0862999999999996,2.707142848521471E-3,1.6327142715454102E-2,1,1]
[44,8,60,0,4.3231999999999999,4.1467000000000001,1.8099999288097024E-3,1.4120000414550304E-2,1,1]
[44,8,80,0,3.5922999999999998,3.4056000000000002,9.5142860664054751E-4,1.104000024497509E-2,1,1]
[44,8,0,1,0,0,1.0757142445072532E-3,1.8100000452250242E-3,1,1]
[44,8,20,1,22.1662,22.496099999999998,8.2285713870078325E-4,1.90714281052351E-3,1,1]
[44,8,40,1,16.787600000000001,15.921900000000001,7.6285714749246836E-4,1.9900000188499689E-3,1,1]
[44,8,60,1,11.054399999999999,11.5586,6.0428574215620756E-4,1.9728571642190218E-3,1,1]
[44,8,80,1,0,0,3.9142859168350697E-4,1.8357143271714449E-3,1,1]
[44,9,0,0,9.3331999999999997,7.9885000000000002,5.628571379929781E-3,1.9685715436935425E-2,1,1]
[44,9,20,0,7.8895,7.0608000000000004,4.553571343421936E-3,1.9022857770323753E-2,1,1,"Q average value interpolated between 0% and 40% values due to anomolous model results"]
[44,9,40,0,6.2624000000000004,5.7926000000000002,3.4785713069140911E-3,1.8360000103712082E-2,1,1]
[44,9,60,0,5.0111999999999997,4.5065999999999997,2.3885713890194893E-3,1.6582857817411423E-2,1,1]
[44,9,80,0,3.7553999999999998,3.3690000000000002,1.2857142137363553E-3,1.2881428934633732E-2,1,1]
[44,9,0,1,35.543999999999997,38.117699999999999,2.1642856299877167E-3,2.4685712996870279E-3,1,1]
[44,9,20,1,26.994,27.004100000000001,1.8457142869010568E-3,2.6614286471158266E-3,1,1]
[44,9,40,1,18.374099999999999,14.8544,1.5071429079398513E-3,2.6185715105384588E-3,1,1]
[44,9,60,1,12.6332,10.1717,1.0985714616253972E-3,2.5014285929501057E-3,1,1]
[44,9,80,1,7.5598000000000001,5.5708000000000002,6.4714287873357534E-4,2.2314286325126886E-3,1,1]
[44,10,0,0,10.2807,8.9641999999999999,7.6014287769794464E-3,2.2038571536540985E-2,1,1]
[44,10,20,0,8.7758000000000003,8.0079999999999991,6.1607144307345152E-3,2.1308571100234985E-2,1,1,"Q average value interpolated between 0% and 40% values due to anomolous model results"]
[44,10,40,0,6.6901000000000002,6.3746999999999998,4.720000084489584E-3,2.0578570663928986E-2,1,1]
[44,10,60,0,5.1943000000000001,5.0662000000000003,3.2114286441355944E-3,1.8308570608496666E-2,1,1]
[44,10,80,0,4.0637999999999996,4.1246999999999998,1.7157142283394933E-3,1.4384285546839237E-2,1,1]
[44,10,0,1,63.511000000000003,78.554100000000005,3.852857043966651E-3,3.1228570733219385E-3,1,1]
[44,10,20,1,34.901699999999998,35.808700000000002,3.4371428191661835E-3,3.5628571640700102E-3,1,1]
[44,10,40,1,22.831,22.6995,2.851428696885705E-3,3.6214287392795086E-3,1,1]
[44,10,60,1,13.8331,13.077999999999999,2.0671428646892309E-3,3.5728572402149439E-3,1,1]
[44,10,80,1,8.2335999999999991,6.5288000000000004,1.1757143074646592E-3,3.2542855478823185E-3,1,1]
[44,11,0,0,10.86,9.9208999999999996,8.9828567579388618E-3,2.3227142170071602E-2,1,1]
[44,11,20,0,9.3710000000000004,8.6288,7.2435711044818163E-3,2.240142785012722E-2,1,1,"Q average value interpolated between 0% and 40% values due to anomolous model results"]
[44,11,40,0,7.2743000000000002,6.9964000000000004,5.5042854510247707E-3,2.1575713530182838E-2,1,1]
[44,11,60,0,5.7878999999999996,5.7416999999999998,3.7257142830640078E-3,1.9224286079406738E-2,1,1]
[44,11,80,0,4.5452000000000004,4.5178000000000003,2.0042858086526394E-3,1.5495713800191879E-2,1,1]
[44,11,0,1,100.41670000000001,126.7229,6.3499999232590199E-3,3.3642859198153019E-3,1,1]
[44,11,20,1,49.2,58.260599999999997,5.6628570891916752E-3,4.1642859578132629E-3,1,1]
[44,11,40,1,28.049199999999999,32.131100000000004,4.4785714708268642E-3,4.3571428395807743E-3,1,1]
[44,11,60,1,15.7035,15.4573,3.0957141425460577E-3,4.4071427546441555E-3,1,1]
[44,11,80,1,8.6237999999999992,7.7252999999999998,1.6985713737085462E-3,4.104285966604948E-3,1,1]
[44,12,0,0,11.6191,10.6128,8.6914282292127609E-3,2.1625714376568794E-2,1,1]
[44,12,20,0,10.112399999999999,9.6559000000000008,6.9585712626576424E-3,2.0737857557833195E-2,1,1,"Q average value interpolated between 0% and 40% values due to anomolous model results"]
[44,12,40,0,7.7996999999999996,7.8170000000000002,5.2257142961025238E-3,1.9850000739097595E-2,1,1]
[44,12,60,0,6.3095999999999997,6.4179000000000004,3.4585713874548674E-3,1.7458571121096611E-2,1,1]
[44,12,80,0,4.8049999999999997,4.5788000000000002,1.7814285820350051E-3,1.3611428439617157E-2,1,1]
[44,12,0,1,82.089399999999998,89.968400000000003,7.1200001984834671E-3,3.7199999205768108E-3,1,1]
[44,12,20,1,46.491100000000003,53.204799999999999,6.0414285399019718E-3,4.4185714796185493E-3,1,1]
[44,12,40,1,28.0335,30.584299999999999,4.5599997974932194E-3,4.4914283789694309E-3,1,1]
[44,12,60,1,16.542100000000001,18.246200000000002,2.990000182762742E-3,4.3457141146063805E-3,1,1]
[44,12,80,1,9.2355999999999998,8.4473000000000003,1.5300000086426735E-3,3.7942857015877962E-3,1,1]
[48,1,0,0,11.902900000000001,11.263299999999999,9.4042858108878136E-3,2.3174285888671875E-2]
[48,1,20,0,10.070600000000001,9.8187999999999995,8.5014291107654572E-3,2.3424286395311356E-2]
[48,1,40,0,7.7332000000000001,7.5481999999999996,5.6028575636446476E-3,2.1192857995629311E-2]
[48,1,60,0,6.0396999999999998,5.9984999999999999,3.6814287304878235E-3,1.8441429361701012E-2]
[48,1,80,0,4.7081999999999997,4.4806999999999997,1.8571428954601288E-3,1.4318571425974369E-2]
[48,1,0,1,103.8797,122.9515,7.4371430091559887E-3,4.6500000171363354E-3]
[48,1,20,1,59.4011,66.208399999999997,6.0542859137058258E-3,5.1714289002120495E-3]
[48,1,40,1,35.980600000000003,39.180100000000003,4.4342856854200363E-3,5.0099999643862247E-3]
[48,1,60,1,20.761199999999999,20.322199999999999,2.9114286880940199E-3,4.7114286571741104E-3]
[48,1,80,1,11.416,10.2242,1.4942857669666409E-3,4.0471432730555534E-3]
[48,2,0,0,11.644600000000001,10.860300000000001,9.2828571796417236E-3,2.3334285244345665E-2]
[48,2,20,0,10.042199999999999,9.7593999999999994,8.489999920129776E-3,2.3462856188416481E-2]
[48,2,40,0,7.6986999999999997,7.7404999999999999,5.5700000375509262E-3,2.1449999883770943E-2]
[48,2,60,0,5.9763000000000002,6.1966999999999999,3.6800000816583633E-3,1.8742857500910759E-2]
[48,2,80,0,4.7346000000000004,5.1738,1.8957143183797598E-3,1.4557143673300743E-2]
[48,2,0,1,109.0506,120.6486,7.1014286950230598E-3,4.459999967366457E-3]
[48,2,20,1,59.726100000000002,61.375599999999999,5.7571432553231716E-3,4.9714287742972374E-3]
[48,2,40,1,35.453800000000001,36.5032,4.2842859402298927E-3,4.9385717138648033E-3]
[48,2,60,1,20.062799999999999,19.802700000000002,2.8414286207407713E-3,4.7771432437002659E-3]
[48,2,80,1,11.8322,10.4488,1.4800000935792923E-3,4.1900002397596836E-3]
[48,3,0,0,10.8681,9.7546999999999997,7.9657146707177162E-3,2.0982857793569565E-2]
[48,3,20,0,9.0580999999999996,8.5390999999999995,7.5657139532268047E-3,2.134285680949688E-2]
[48,3,40,0,7.0095000000000001,6.7826000000000004,4.6057142317295074E-3,1.9115714356303215E-2]
[48,3,60,0,5.2557999999999998,5.3612000000000002,2.9300001915544271E-3,1.6451429575681686E-2]
[48,3,80,0,3.9626000000000001,4.0738000000000003,1.3757143169641495E-3,1.2065714225172997E-2]
[48,3,0,1,74.250500000000002,74.810299999999998,6.4142858609557152E-3,3.8242859300225973E-3]
[48,3,20,1,47.157899999999998,47.307699999999997,5.0385715439915657E-3,4.1814288124442101E-3]
[48,3,40,1,27.145299999999999,26.161200000000001,3.638571361079812E-3,4.05857153236866E-3]
[48,3,60,1,16.922000000000001,15.2684,2.3042857646942139E-3,3.8157142698764801E-3]
[48,3,80,1,9.7268000000000008,7.9654999999999996,1.0928572155535221E-3,3.198571503162384E-3]
[48,4,0,0,9.5456000000000003,8.6626999999999992,5.9814285486936569E-3,1.8648572266101837E-2]
[48,4,20,0,8.0387000000000004,7.6809000000000003,4.6835714019834995E-3,1.778142899274826E-2,null,null,"Q average value interpolated between 0% and 40% values due to anomolous model results"]
[48,4,40,0,6.1821999999999999,6.4714999999999998,3.3857142552733421E-3,1.6914285719394684E-2]
[48,4,60,0,4.9002999999999997,5.056,2.15142872184515E-3,1.4387142844498158E-2]
[48,4,80,0,3.9857999999999998,4.3869999999999996,1.0300000431016088E-3,1.0618572123348713E-2]
[48,4,0,1,53.101900000000001,52.086199999999998,4.9900002777576447E-3,3.3400000538676977E-3]
[48,4,20,1,33.238999999999997,34.548299999999998,3.721428569406271E-3,3.68285714648664E-3]
[48,4,40,1,24.3249,24.248100000000001,2.5871428661048412E-3,3.5542857367545366E-3]
[48,4,60,1,15.794,14.922599999999999,1.6042857896536589E-3,3.314285771921277E-3]
[48,4,80,1,9.6953999999999994,8.2311999999999994,7.6428573811426759E-4,2.7885716408491135E-3]
[48,5,0,0,8.9418000000000006,7.4057000000000004,5.1585715264081955E-3,1.7677143216133118E-2]
[48,5,20,0,7.6143999999999998,7.0208000000000004,4.0507143130525947E-3,1.6864285804331303E-2,null,null,"Q average value interpolated between 0% and 40% values due to anomolous model results"]
[48,5,40,0,5.9726999999999997,5.8855000000000004,2.9428570996969938E-3,1.6051428392529488E-2]
[48,5,60,0,4.7244999999999999,4.9162999999999997,1.8828571774065495E-3,1.3799999840557575E-2]
[48,5,80,0,3.7532000000000001,3.5903,8.9000002481043339E-4,9.9985720589756966E-3]
[48,5,0,1,44.1937,45.637500000000003,3.5842857323586941E-3,2.9500001110136509E-3]
[48,5,20,1,30.6723,30.595700000000001,2.5114286690950394E-3,3.160000080242753E-3]
[48,5,40,1,21.5778,20.702000000000002,1.7585714813321829E-3,2.9785714577883482E-3]
[48,5,60,1,14.664400000000001,12.636699999999999,1.1257142759859562E-3,2.7214286383241415E-3]
[48,5,80,1,9.5847999999999995,6.9848999999999997,5.5857148254290223E-4,2.2657143417745829E-3]
[48,6,0,0,8.0789000000000009,6.1127000000000002,4.7114286571741104E-3,1.8692856654524803E-2]
[48,6,20,0,6.8479999999999999,5.6443000000000003,3.766428679227829E-3,1.7947142943739891E-2,null,null,"Q average value interpolated between 0% and 40% values due to anomolous model results"]
[48,6,40,0,5.7401,4.8379000000000003,2.8214287012815475E-3,1.7201429232954979E-2]
[48,6,60,0,4.6460999999999997,4.1017999999999999,1.9142857054248452E-3,1.5297142788767815E-2]
[48,6,80,0,3.5106999999999999,3.3348,1.0014285799115896E-3,1.19714280590415E-2]
[48,6,0,1,34.363599999999998,32.287999999999997,2.7414285577833652E-3,2.7214286383241415E-3]
[48,6,20,1,25.081600000000002,23.5822,1.9214286003261805E-3,2.8657142538577318E-3]
[48,6,40,1,20.787199999999999,17.977900000000002,1.4200001023709774E-3,2.7385714929550886E-3]
[48,6,60,1,14.627000000000001,11.8832,9.8000001162290573E-4,2.5800000876188278E-3]
[48,6,80,1,9.6216000000000008,7.0312999999999999,5.4857146460562944E-4,2.2814287804067135E-3]
[48,7,0,0,7.7792000000000003,6.1318999999999999,3.7928570527583361E-3,1.6774285584688187E-2]
[48,7,20,0,6.5160999999999998,5.7396000000000003,3.0342857353389263E-3,1.6162856947630644E-2,null,null,"Q average value interpolated between 0% and 40% values due to anomolous model results"]
[48,7,40,0,5.4164000000000003,4.9646999999999997,2.2757144179195166E-3,1.5551428310573101E-2]
[48,7,60,0,4.6877000000000004,4.1332000000000004,1.5557142905890942E-3,1.3460000045597553E-2]
[48,7,80,0,3.3517000000000001,3.1884999999999999,8.4714288823306561E-4,1.0785714723169804E-2]
[48,7,0,1,0,0,1.5128571540117264E-3,2.1171430125832558E-3]
[48,7,20,1,0,0,1.0028572287410498E-3,2.1442859433591366E-3]
[48,7,40,1,0,0,7.700000423938036E-4,2.0642857998609543E-3]
[48,7,60,1,14.423299999999999,10.9451,5.6142860557883978E-4,2.007142873480916E-3]
[48,7,80,1,0,0,3.5000001662410796E-4,1.8457142869010568E-3]
[48,8,0,0,8.1395999999999997,6.7611999999999997,4.9014287069439888E-3,1.8707143142819405E-2]
[48,8,20,0,6.7477,5.9816000000000003,4.8871426843106747E-3,1.6932856291532516E-2]
[48,8,40,0,5.2870999999999997,5.1532,2.8928571846336126E-3,1.7492856830358505E-2]
[48,8,60,0,4.3293999999999997,4.2015000000000002,1.930000027641654E-3,1.5080000273883343E-2]
[48,8,80,0,3.5676000000000001,3.3915000000000002,1.0085714748129249E-3,1.1710000224411488E-2]
[48,8,0,1,0,0,1.1842857347801328E-3,2.1500000730156898E-3]
[48,8,20,1,29.5549,29.994800000000001,9.2714285710826516E-4,2.2528572008013725E-3]
[48,8,40,1,22.383500000000002,21.229199999999999,8.7714288383722305E-4,2.3500001989305019E-3]
[48,8,60,1,14.7392,15.4114,7.0571433752775192E-4,2.3471429012715816E-3]
[48,8,80,1,0,0,4.5857144868932664E-4,2.1942858584225178E-3]
[48,9,0,0,9.6471999999999998,8.3224999999999998,6.1014285311102867E-3,2.1254286170005798E-2]
[48,9,20,0,7.98,7.1795999999999998,4.9264285480603576E-3,2.0512143149971962E-2,null,null,"Q average value interpolated between 0% and 40% values due to anomolous model results"]
[48,9,40,0,6.2577999999999996,5.8358999999999996,3.7514285650104284E-3,1.9770000129938126E-2]
[48,9,60,0,5.0041000000000002,4.5406000000000004,2.5714286603033543E-3,1.7787143588066101E-2]
[48,9,80,0,3.7660999999999998,3.3826999999999998,1.384285744279623E-3,1.3758571818470955E-2]
[48,9,0,1,47.392000000000003,50.823599999999999,2.4457143153995275E-3,2.9614286031574011E-3]
[48,9,20,1,35.991999999999997,36.005499999999998,2.0542857237160206E-3,3.1485715880990028E-3]
[48,9,40,1,24.498699999999999,19.805800000000001,1.6728572081774473E-3,3.0614286661148071E-3]
[48,9,60,1,16.844200000000001,13.5623,1.2214286252856255E-3,2.928571542724967E-3]
[48,9,80,1,10.079800000000001,7.4278000000000004,7.2285719215869904E-4,2.6285715866833925E-3]
[48,10,0,0,10.637499999999999,9.3110999999999997,8.2985721528530121E-3,2.3881429806351662E-2]
[48,10,20,0,8.9111999999999991,8.2161000000000008,7.8214285895228386E-3,2.3821428418159485E-2]
[48,10,40,0,6.7541000000000002,6.4423000000000004,5.1400000229477882E-3,2.224142849445343E-2]
[48,10,60,0,5.2508999999999997,5.0957999999999997,3.4985714592039585E-3,1.9731428474187851E-2]
[48,10,80,0,4.0594999999999999,4.1280000000000001,1.8642856739461422E-3,1.5395714901387691E-2]
[48,10,0,1,84.681299999999993,104.7389,4.4271429069340229E-3,3.7871429231017828E-3]
[48,10,20,1,46.535600000000002,47.744999999999997,3.8928571157157421E-3,4.2471429333090782E-3]
[48,10,40,1,30.441299999999998,30.265999999999998,3.198571503162384E-3,4.2485715821385384E-3]
[48,10,60,1,18.444199999999999,17.4373,2.3128571920096874E-3,4.1771428659558296E-3]
[48,10,80,1,10.978199999999999,8.7050000000000001,1.3142857933416963E-3,3.7957143504172564E-3]
[48,11,0,0,11.3788,10.366199999999999,9.9371429532766342E-3,2.5322858244180679E-2]
[48,11,20,0,9.7195,8.9680999999999997,9.4028571620583534E-3,2.6201428845524788E-2]
[48,11,40,0,7.4050000000000002,7.1287000000000003,6.0957144014537334E-3,2.3484285920858383E-2]
[48,11,60,0,5.8480999999999996,5.7728999999999999,4.1342857293784618E-3,2.085571363568306E-2]
[48,11,80,0,4.5332999999999997,4.5338000000000003,2.2157144267112017E-3,1.6664285212755203E-2]
[48,11,0,1,133.88900000000001,168.9639,7.350000087171793E-3,4.135714378207922E-3]
[48,11,20,1,65.599999999999994,77.680800000000005,6.4271432347595692E-3,4.9757142551243305E-3]
[48,11,40,1,37.398899999999998,42.841500000000003,5.0214286893606186E-3,5.1228576339781284E-3]
[48,11,60,1,20.937899999999999,20.6097,3.4642857499420643E-3,5.1528573967516422E-3]
[48,11,80,1,11.4984,10.3004,1.891428604722023E-3,4.765714518725872E-3]
[48,12,0,0,12.107699999999999,11.027900000000001,9.6385711804032326E-3,2.3694286122918129E-2]
[48,12,20,0,10.4382,9.9716000000000005,8.9885713532567024E-3,2.4321429431438446E-2]
[48,12,40,0,7.9885999999999999,7.9634999999999998,5.8142859488725662E-3,2.1730000153183937E-2]
[48,12,60,0,6.3771000000000004,6.4722,3.8614284712821245E-3,1.9061429426074028E-2]
[48,12,80,0,4.8388,4.569,1.9885716028511524E-3,1.4758571982383728E-2]
[48,12,0,1,109.4526,119.95780000000001,8.1200003623962402E-3,4.5000002719461918E-3]
[48,12,20,1,61.988100000000003,70.939800000000005,6.768571212887764E-3,5.2614286541938782E-3]
[48,12,40,1,37.378,40.7791,5.0800000317394733E-3,5.2685714326798916E-3]
[48,12,60,1,22.0562,24.328199999999999,3.3500001300126314E-3,5.0742859020829201E-3]
[48,12,80,1,12.3141,11.2631,1.7200000584125519E-3,4.4157141819596291E-3]
[52,1,0,0,12.444599999999999,11.763400000000001,1.0332857258617878E-2,2.5172857567667961E-2]
[52,1,20,0,10.433,10.176500000000001,8.304285816848278E-3,2.4222858250141144E-2]
[52,1,40,0,7.8826000000000001,7.7125000000000004,6.1685717664659023E-3,2.2998571395874023E-2]
[52,1,60,0,6.1212,6.0414000000000003,4.0642856620252132E-3,1.9944285973906517E-2]
[52,1,80,0,4.7140000000000004,4.4608999999999996,2.0514286588877439E-3,1.5375713817775249E-2]
[52,1,0,1,129.84960000000001,153.6893,8.2414289936423302E-3,5.3799999877810478E-3]
[52,1,20,1,74.251400000000004,82.760499999999993,6.6928570158779621E-3,5.9742857702076435E-3]
[52,1,40,1,44.975700000000003,48.975200000000001,4.9128574319183826E-3,5.7500000111758709E-3]
[52,1,60,1,25.951499999999999,25.402699999999999,3.2342856284230947E-3,5.3942855447530746E-3]
[52,1,80,1,14.27,12.7803,1.6628572484478354E-3,4.6214289031922817E-3]
[52,2,0,0,12.036799999999999,11.178000000000001,1.0108571499586105E-2,2.5252858176827431E-2]
[52,2,20,0,10.264900000000001,9.9974000000000007,8.139999583363533E-3,2.4118570610880852E-2]
[52,2,40,0,7.7785000000000002,7.8433000000000002,6.0600000433623791E-3,2.3180000483989716E-2]
[52,2,60,0,6.0332999999999997,6.2641,4.0100002661347389E-3,2.0218571648001671E-2]
[52,2,80,0,4.7336,5.22,2.0671428646892309E-3,1.5611428767442703E-2]
[52,2,0,1,136.3133,150.8108,7.8242858871817589E-3,5.1600001752376556E-3]
[52,2,20,1,74.657600000000002,76.7196,6.3314288854598999E-3,5.7742856442928314E-3]
[52,2,40,1,44.317300000000003,45.628999999999998,4.7028572298586369E-3,5.6857145391404629E-3]
[52,2,60,1,25.078499999999998,24.753399999999999,3.1242857221513987E-3,5.471428856253624E-3]
[52,2,80,1,14.7902,13.061,1.6300000716000795E-3,4.7800000756978989E-3]
[52,3,0,0,11.224500000000001,10.1219,8.6371423676609993E-3,2.2718571126461029E-2]
[52,3,20,0,9.1982999999999997,8.7158999999999995,7.1171424351632595E-3,2.1848570555448532E-2]
[52,3,40,0,7.1009000000000002,6.8738000000000001,4.9871429800987244E-3,2.0667143166065216E-2]
[52,3,60,0,5.2729999999999997,5.3695000000000004,3.1799999997019768E-3,1.7764285206794739E-2]
[52,3,80,0,3.9617,4.08,1.4971428317949176E-3,1.2967143207788467E-2]
[52,3,0,1,92.813100000000006,93.512900000000002,6.9728568196296692E-3,4.4328575022518635E-3]
[52,3,20,1,58.947400000000002,59.134599999999999,5.4657142609357834E-3,4.8542860895395279E-3]
[52,3,40,1,33.931600000000003,32.701500000000003,3.9457143284380436E-3,4.6657142229378223E-3]
[52,3,60,1,21.1525,19.0854,2.5128570850938559E-3,4.3771429918706417E-3]
[52,3,80,1,12.1585,9.9568999999999992,1.1985714081674814E-3,3.6657145246863365E-3]
[52,4,0,0,9.7768999999999995,8.8377999999999997,6.4542856998741627E-3,2.013571560382843E-2]
[52,4,20,0,8.1235999999999997,7.7432999999999996,5.5271429009735584E-3,1.9418571144342422E-2]
[52,4,40,0,6.2034000000000002,6.5224000000000002,3.6371427122503519E-3,1.8242856487631798E-2]
[52,4,60,0,4.8806000000000003,5.0869999999999997,2.3142858408391476E-3,1.546142902225256E-2]
[52,4,80,0,3.9716,4.3935000000000004,1.1100000701844692E-3,1.140571478754282E-2]
[52,4,0,1,66.377300000000005,65.107799999999997,5.2900002337992191E-3,3.9099999703466892E-3]
[52,4,20,1,41.5488,43.185400000000001,3.9742859080433846E-3,4.2685712687671185E-3]
[52,4,40,1,30.406199999999998,30.310199999999998,2.7814286295324564E-3,4.0728570893406868E-3]
[52,4,60,1,19.7425,18.653300000000002,1.7328571993857622E-3,3.782857209444046E-3]
[52,4,80,1,12.119199999999999,10.289,8.3285715663805604E-4,3.1857143621891737E-3]
[52,5,0,0,9.1335999999999995,7.5618999999999996,5.5757141672074795E-3,1.9081428647041321E-2]
[52,5,20,0,7.7122000000000002,7.1668000000000003,4.7085713595151901E-3,1.7661428079009056E-2]
[52,5,40,0,5.9714,5.9147999999999996,3.1685715075582266E-3,1.7284287139773369E-2]
[52,5,60,0,4.7409999999999997,4.9618000000000002,2.0285714417695999E-3,1.4840000309050083E-2]
[52,5,80,0,3.7742,3.6029,9.5999997574836016E-4,1.0695714503526688E-2]
[52,5,0,1,55.242100000000001,57.046900000000001,3.7028572987765074E-3,3.4300000406801701E-3]
[52,5,20,1,38.340400000000002,38.244599999999998,2.6842858642339706E-3,3.6400002427399158E-3]
[52,5,40,1,26.972200000000001,25.877500000000001,1.9057142781093717E-3,3.4057141747325659E-3]
[52,5,60,1,18.330500000000001,15.7958,1.2271428713575006E-3,3.114285646006465E-3]
[52,5,80,1,11.981,8.7310999999999996,6.1571429250761867E-4,2.607142785564065E-3]
[52,6,0,0,8.2681000000000004,6.3189000000000002,5.0742859020829201E-3,2.0058572292327881E-2]
[52,6,20,0,6.8936999999999999,5.7819000000000003,4.3585714884102345E-3,1.8060000613331795E-2]
[52,6,40,0,5.7428999999999997,4.8244999999999996,3.0242856591939926E-3,1.8394285812973976E-2]
[52,6,60,0,4.6279000000000003,4.0868000000000002,2.0528570748865604E-3,1.6361428424715996E-2]
[52,6,80,0,3.5547,3.4196,1.0742857120931149E-3,1.2684285640716553E-2]
[52,6,0,1,42.954500000000003,40.36,2.8442856855690479E-3,3.1542857177555561E-3]
[52,6,20,1,31.352,29.477799999999998,2.0742856431752443E-3,3.2971429172903299E-3]
[52,6,40,1,25.984000000000002,22.4724,1.5400000847876072E-3,3.1257141381502151E-3]
[52,6,60,1,18.2837,14.853999999999999,1.0699999984353781E-3,2.9499998781830072E-3]
[52,6,80,1,12.026999999999999,8.7890999999999995,6.0571427457034588E-4,2.6242858730256557E-3]
[52,7,0,0,7.9229000000000003,6.1898999999999997,4.0685711428523064E-3,1.7962856218218803E-2]
[52,7,20,0,6.5244999999999997,5.7460000000000004,3.5314285196363926E-3,1.4598570764064789E-2]
[52,7,40,0,5.3723000000000001,4.9724000000000004,2.4271430447697639E-3,1.6624284908175468E-2]
[52,7,60,0,4.6898999999999997,4.2042999999999999,1.6571428859606385E-3,1.433000061661005E-2]
[52,7,80,0,3.3776999999999999,3.2082000000000002,9.0142857516184449E-4,1.1437143199145794E-2]
[52,7,0,1,0,0,1.5285714762285352E-3,2.4114286061376333E-3]
[52,7,20,1,0,0,1.0685714660212398E-3,2.4428572505712509E-3]
[52,7,40,1,0,0,8.3000003360211849E-4,2.3428571876138449E-3]
[52,7,60,1,18.0291,13.6814,6.1428570188581944E-4,2.2914286237210035E-3]
[52,7,80,1,0,0,3.9000000106170774E-4,2.1271428558975458E-3]
[52,8,0,0,8.3356999999999992,6.9577,5.2442857995629311E-3,2.0001428201794624E-2]
[52,8,20,0,6.8132999999999999,6.1058000000000003,3.7114284932613373E-3,1.5338570810854435E-2]
[52,8,40,0,5.3513000000000002,5.2202000000000002,3.0785715207457542E-3,1.8658570945262909E-2]
[52,8,60,0,4.3354999999999997,4.2563000000000004,2.0500000100582838E-3,1.6040001064538956E-2]
[52,8,80,0,3.5428000000000002,3.3774999999999999,1.0657142847776413E-3,1.2380000203847885E-2]
[52,8,0,1,0,0,1.2928571086376905E-3,2.4900001008063555E-3]
[52,8,20,1,36.9437,37.493499999999997,1.0314285755157471E-3,2.5985713582485914E-3]
[52,8,40,1,27.979399999999998,26.5364,9.9142862018197775E-4,2.7100001461803913E-3]
[52,8,60,1,18.423999999999999,19.264299999999999,8.0714287469163537E-4,2.7214286383241415E-3]
[52,8,80,1,0,0,5.2571430569514632E-4,2.552857156842947E-3]
[52,9,0,0,9.9611999999999998,8.6564999999999994,6.5742856822907925E-3,2.2822856903076172E-2]
[52,9,20,0,8.0704999999999991,7.2984,5.0385710783302784E-3,1.9412858411669731E-2]
[52,9,40,0,6.2530999999999999,5.8792,4.0242858231067657E-3,2.1180000156164169E-2]
[52,9,60,0,4.9969000000000001,4.5746000000000002,2.7542856987565756E-3,1.8991429358720779E-2]
[52,9,80,0,3.7766999999999999,3.3963999999999999,1.4828571584075689E-3,1.4635713770985603E-2]
[52,9,0,1,59.24,63.529400000000003,2.7271427679806948E-3,3.4542856737971306E-3]
[52,9,20,1,44.99,45.006900000000002,2.2628570441156626E-3,3.6357145290821791E-3]
[52,9,40,1,30.6234,24.757300000000001,1.8385713919997215E-3,3.5042858216911554E-3]
[52,9,60,1,21.055299999999999,16.9528,1.3442857889458537E-3,3.3557142596691847E-3]
[52,9,80,1,12.5997,9.2847000000000008,7.9857144737616181E-4,3.0257143080234528E-3]
[52,10,0,0,10.994300000000001,9.6579999999999995,8.9957145974040031E-3,2.5724286213517189E-2]
[52,10,20,0,9.0465,8.4242000000000008,7.0942859165370464E-3,2.3834286257624626E-2]
[52,10,40,0,6.8181000000000003,6.5098000000000003,5.5599999614059925E-3,2.3904286324977875E-2]
[52,10,60,0,5.3075000000000001,5.1254,3.7857145071029663E-3,2.1154286339879036E-2]
[52,10,80,0,4.0552999999999999,4.1313000000000004,2.0128570031374693E-3,1.6407143324613571E-2]
[52,10,0,1,105.8516,130.92359999999999,5.0014285370707512E-3,4.4514285400509834E-3]
[52,10,20,1,58.169499999999999,59.681199999999997,4.3485714122653008E-3,4.9314284697175026E-3]
[52,10,40,1,38.051600000000001,37.832500000000003,3.5457145422697067E-3,4.8757144249975681E-3]
[52,10,60,1,23.055199999999999,21.796700000000001,2.5585715193301439E-3,4.781428724527359E-3]
[52,10,80,1,13.7227,10.8813,1.4528571628034115E-3,4.3371426872909069E-3]
[52,11,0,0,11.897500000000001,10.8116,1.0891428217291832E-2,2.7418572455644608E-2]
[52,11,20,0,10.0679,9.3073999999999995,9.2685716226696968E-3,2.7114285156130791E-2]
[52,11,40,0,7.5358000000000001,7.2610000000000001,6.6871428862214088E-3,2.5392856448888779E-2]
[52,11,60,0,5.9084000000000003,5.8041,4.5428569428622723E-3,2.248714305460453E-2]
[52,11,80,0,4.5213999999999999,4.5498000000000003,2.4271428119391203E-3,1.7832856625318527E-2]
[52,11,0,1,167.3612,211.20480000000001,8.3499997854232788E-3,4.9071433022618294E-3]
[52,11,20,1,82,97.100999999999999,7.1914289146661758E-3,5.7871430180966854E-3]
[52,11,40,1,46.748699999999999,53.551900000000003,5.5642859078943729E-3,5.8885714970529079E-3]
[52,11,60,1,26.1724,25.7621,3.8328571245074272E-3,5.8985715731978416E-3]
[52,11,80,1,14.372999999999999,12.875500000000001,2.084285719320178E-3,5.427143070846796E-3]
[52,12,0,0,12.596299999999999,11.443099999999999,1.0585714131593704E-2,2.5762857869267464E-2]
[52,12,20,0,10.763999999999999,10.2873,8.9057143777608871E-3,2.532428503036499E-2]
[52,12,40,0,8.1776,8.11,6.4028571359813213E-3,2.3609999567270279E-2]
[52,12,60,0,6.4447000000000001,6.5265000000000004,4.2642857879400253E-3,2.0664285868406296E-2]
[52,12,80,0,4.8726000000000003,4.5591999999999997,2.1957142744213343E-3,1.5905715525150299E-2]
[52,12,0,1,136.81569999999999,149.94730000000001,9.1200005263090134E-3,5.2800001576542854E-3]
[52,12,20,1,77.485100000000003,88.674700000000001,7.4957143515348434E-3,6.104285828769207E-3]
[52,12,40,1,46.722499999999997,50.973799999999997,5.59999980032444E-3,6.0457144863903522E-3]
[52,12,60,1,27.5702,30.410299999999999,3.7100000772625208E-3,5.8028572238981724E-3]
[52,12,80,1,15.3927,14.078900000000001,1.9099999917671084E-3,5.0371428951621056E-3]
[56,1,0,0,12.9863,12.263500000000001,1.1261428706347942E-2,2.7171429246664047E-2]
[56,1,20,0,10.795500000000001,10.5342,8.1071434542536736E-3,2.5021428242325783E-2]
[56,1,40,0,8.0319000000000003,7.8769,6.7342859692871571E-3,2.4804286658763885E-2]
[56,1,60,0,6.2027999999999999,6.0842999999999998,4.4471430592238903E-3,2.1447142586112022E-2]
[56,1,80,0,4.7198000000000002,4.4409999999999998,2.2457141894847155E-3,1.6432857140898705E-2]
[56,1,0,1,155.81950000000001,184.4272,9.0457145124673843E-3,6.1099999584257603E-3]
[56,1,20,1,89.101600000000005,99.312600000000003,7.3314285837113857E-3,6.7771431058645248E-3]
[56,1,40,1,53.9709,58.770200000000003,5.3914287127554417E-3,6.490000057965517E-3]
[56,1,60,1,31.1418,30.4833,3.5571428015828133E-3,6.0771428979933262E-3]
[56,1,80,1,17.123999999999999,15.3363,1.8314286135137081E-3,5.19571453332901E-3]
[56,2,0,0,12.4291,11.495699999999999,1.0934285819530487E-2,2.7171429246664047E-2]
[56,2,20,0,10.4876,10.235300000000001,7.7899997122585773E-3,2.4774285033345222E-2]
[56,2,40,0,7.8582000000000001,7.9461000000000004,6.5500000491738319E-3,2.4909999221563339E-2]
[56,2,60,0,6.0903999999999998,6.3315000000000001,4.3399999849498272E-3,2.1694285795092583E-2]
[56,2,80,0,4.7325999999999997,5.2662000000000004,2.238571410998702E-3,1.6665715724229813E-2]
[56,2,0,1,163.57589999999999,180.97290000000001,8.5471430793404579E-3,5.859999917447567E-3]
[56,2,20,1,89.589100000000002,92.063500000000005,6.9057145155966282E-3,6.5771429799497128E-3]
[56,2,40,1,53.180700000000002,54.754800000000003,5.121428519487381E-3,6.4328573644161224E-3]
[56,2,60,1,30.094200000000001,29.7041,3.407142823562026E-3,6.165714468806982E-3]
[56,2,80,1,17.7483,15.6732,1.7800000496208668E-3,5.3700003772974014E-3]
[56,3,0,0,11.581,10.4892,9.308570995926857E-3,2.4454286321997643E-2]
[56,3,20,0,9.3385999999999996,8.8926999999999996,6.6685713827610016E-3,2.2354286164045334E-2]
[56,3,40,0,7.1924000000000001,6.9649999999999999,5.368571262806654E-3,2.2218571975827217E-2]
[56,3,60,0,5.2903000000000002,5.3779000000000003,3.4300000406801701E-3,1.907714270055294E-2]
[56,3,80,0,3.9607000000000001,4.0861999999999998,1.6185714630410075E-3,1.3868571259081364E-2]
[56,3,0,1,111.37569999999999,112.21550000000001,7.5314282439649105E-3,5.041428841650486E-3]
[56,3,20,1,70.736800000000002,70.961500000000001,5.8928574435412884E-3,5.5271429009735584E-3]
[56,3,40,1,40.718000000000004,39.241799999999998,4.2528570629656315E-3,5.272857379168272E-3]
[56,3,60,1,25.382999999999999,22.9025,2.7214286383241415E-3,4.938571248203516E-3]
[56,3,80,1,14.590199999999999,11.9483,1.3042857171967626E-3,4.1328570805490017E-3]
[56,4,0,0,10.0082,9.0129000000000001,6.9271428510546684E-3,2.1622857078909874E-2]
[56,4,20,0,8.2083999999999993,7.8057999999999996,4.8785712569952011E-3,1.9444286823272705E-2]
[56,4,40,0,6.2245999999999997,6.5732999999999997,3.8885714020580053E-3,1.9571429118514061E-2]
[56,4,60,0,4.8609,5.1181000000000001,2.4771429598331451E-3,1.6535714268684387E-2]
[56,4,80,0,3.9573999999999998,4.3998999999999997,1.1899999808520079E-3,1.2192857451736927E-2]
[56,4,0,1,79.652799999999999,78.129300000000001,5.5900001898407936E-3,4.4799996539950371E-3]
[56,4,20,1,49.858499999999999,51.822499999999998,4.2271427810192108E-3,4.8542856238782406E-3]
[56,4,40,1,36.487400000000001,36.372199999999999,2.9757141601294279E-3,4.5914282090961933E-3]
[56,4,60,1,23.690999999999999,22.384,1.8614286091178656E-3,4.2514288797974586E-3]
[56,4,80,1,14.543100000000001,12.3468,9.0142857516184449E-4,3.5828573163598776E-3]
[56,5,0,0,9.3254000000000001,7.7180999999999997,5.9928572736680508E-3,2.0485714077949524E-2]
[56,5,20,0,7.8098999999999998,7.3128000000000002,4.6935714781284332E-3,1.9501429051160812E-2,null,null,"Q average value interpolated between 0% and 40% values due to anomolous model results"]
[56,5,40,0,5.9702000000000002,5.944,3.3942856825888157E-3,1.8517144024372101E-2]
[56,5,60,0,4.7573999999999996,5.0072999999999999,2.1742857061326504E-3,1.5879999846220016E-2]
[56,5,80,0,3.7951000000000001,3.6156000000000001,1.0300000431016088E-3,1.1392857879400253E-2]
[56,5,0,1,66.290499999999994,68.456299999999999,3.821428632363677E-3,3.9099999703466892E-3]
[56,5,20,1,46.008499999999998,45.893500000000003,2.8571428265422583E-3,4.120000172406435E-3]
[56,5,40,1,32.366700000000002,31.053000000000001,2.0528570748865604E-3,3.8328571245074272E-3]
[56,5,60,1,21.996600000000001,18.954999999999998,1.3285713503137231E-3,3.5071428865194321E-3]
[56,5,80,1,14.3772,10.4773,6.7285716067999601E-4,2.9485714621841908E-3]
[56,6,0,0,8.4573,6.5251000000000001,5.4371426813304424E-3,2.1424286067485809E-2]
[56,6,20,0,6.9393000000000002,5.9194000000000004,4.3321427656337619E-3,2.0505715161561966E-2,null,null,"Q average value interpolated between 0% and 40% values due to anomolous model results"]
[56,6,40,0,5.7457000000000003,4.8109999999999999,3.2271428499370813E-3,1.9587144255638123E-2]
[56,6,60,0,4.6097000000000001,4.0717999999999996,2.1914285607635975E-3,1.7425714060664177E-2]
[56,6,80,0,3.5985999999999998,3.5045000000000002,1.1471428442746401E-3,1.3397142291069031E-2]
[56,6,0,1,51.545499999999997,48.432000000000002,2.9471428133547306E-3,3.5871427971869707E-3]
[56,6,20,1,37.622399999999999,35.3733,2.2271429188549519E-3,3.7285713478922844E-3]
[56,6,40,1,31.180800000000001,26.966899999999999,1.660000067204237E-3,3.5128570161759853E-3]
[56,6,60,1,21.9405,17.8248,1.1599999852478504E-3,3.3199999015778303E-3]
[56,6,80,1,14.432399999999999,10.547000000000001,6.6285714274272323E-4,2.967142965644598E-3]
[56,7,0,0,8.0664999999999996,6.2477999999999998,4.3442854657769203E-3,1.9151428714394569E-2]
[56,7,20,0,6.5327999999999999,5.7523999999999997,3.461428452283144E-3,1.842428557574749E-2,null,null,"Q average value interpolated between 0% and 40% values due to anomolous model results"]
[56,7,40,0,5.3281999999999998,4.9801000000000002,2.5785714387893677E-3,1.769714243710041E-2]
[56,7,60,0,4.6920999999999999,4.2752999999999997,1.7585713649168611E-3,1.5200000256299973E-2]
[56,7,80,0,3.4037000000000002,3.2279,9.5571432029828429E-4,1.2088571675121784E-2]
[56,7,0,1,0,0,1.5442856820300221E-3,2.7057144325226545E-3]
[56,7,20,1,0,0,1.1342858197167516E-3,2.7414287906140089E-3]
[56,7,40,1,0,0,8.9000002481043339E-4,2.6214285753667355E-3]
[56,7,60,1,21.634899999999998,16.4177,6.6714285640046E-4,2.5757141411304474E-3]
[56,7,80,1,0,0,4.3000001460313797E-4,2.4085715413093567E-3]
[56,8,0,0,8.5318000000000005,7.1543000000000001,5.5871428921818733E-3,2.1295715123414993E-2]
[56,8,20,0,6.8788999999999998,6.2301000000000002,4.4257142581045628E-3,2.0560000091791153E-2,null,null,"Q average value interpolated between 0% and 40% values due to anomolous model results"]
[56,8,40,0,5.4156000000000004,5.2870999999999997,3.2642856240272522E-3,1.9824285060167313E-2]
[56,8,60,0,4.3417000000000003,4.3110999999999997,2.1699999924749136E-3,1.7000000923871994E-2]
[56,8,80,0,3.5179999999999998,3.3633999999999999,1.1228572111576796E-3,1.3050000183284283E-2]
[56,8,0,1,0,0,1.4014285989105701E-3,2.8299998957663774E-3]
[56,8,20,1,44.3324,44.992199999999997,1.1357143521308899E-3,2.944285748526454E-3]
[56,8,40,1,33.575299999999999,31.843699999999998,1.1057142401114106E-3,3.0700000934302807E-3]
[56,8,60,1,22.108799999999999,23.117100000000001,9.0857147006317973E-4,3.0957143753767014E-3]
[56,8,80,1,0,0,5.9285719180479646E-4,2.9114286880940199E-3]
[56,9,0,0,10.2752,8.9905000000000008,7.0471428334712982E-3,2.4391429498791695E-2]
[56,9,20,0,8.1609999999999996,7.4172000000000002,5.6721428409218788E-3,2.3490714840590954E-2,null,null,"Q average value interpolated between 0% and 40% values due to anomolous model results"]
[56,9,40,0,6.2484999999999999,5.9225000000000003,4.2971428483724594E-3,2.2590000182390213E-2]
[56,9,60,0,4.9897,4.6086,2.9371429700404406E-3,2.0195715129375458E-2]
[56,9,80,0,3.7873000000000001,3.4100999999999999,1.5814285725355148E-3,1.5512856654822826E-2]
[56,9,0,1,71.087999999999994,76.235299999999995,3.0085714533925056E-3,3.9471425116062164E-3]
[56,9,20,1,53.988,54.008200000000002,2.4714285973459482E-3,4.1228574700653553E-3]
[56,9,40,1,36.748100000000001,29.7087,2.0042858086526394E-3,3.9471429772675037E-3]
[56,9,60,1,25.266300000000001,20.343399999999999,1.4671428361907601E-3,3.782857209444046E-3]
[56,9,80,1,15.1197,11.1417,8.7428576080128551E-4,3.4228572621941566E-3]
[56,10,0,0,11.351100000000001,10.004899999999999,9.6928579732775688E-3,2.7567144483327866E-2]
[56,10,20,0,9.1818000000000008,8.6323000000000008,6.367142777889967E-3,2.3847142234444618E-2]
[56,10,40,0,6.8821000000000003,6.5773999999999999,5.9799998998641968E-3,2.556714229285717E-2]
[56,10,60,0,5.3640999999999996,5.1548999999999996,4.0728570893406868E-3,2.2577142342925072E-2]
[56,10,80,0,4.0510000000000002,4.1345000000000001,2.16142856515944E-3,1.7418570816516876E-2]
[56,10,0,1,127.02200000000001,157.10830000000001,5.5757141672074795E-3,5.1157139241695404E-3]
[56,10,20,1,69.803399999999996,71.617500000000007,4.8042857088148594E-3,5.6157144717872143E-3]
[56,10,40,1,45.661999999999999,45.399000000000001,3.8928573485463858E-3,5.5028572678565979E-3]
[56,10,60,1,27.6663,26.155999999999999,2.8042856138199568E-3,5.3857141174376011E-3]
[56,10,80,1,16.467300000000002,13.057499999999999,1.5914286486804485E-3,4.8785712569952011E-3]
[56,11,0,0,12.4162,11.257,1.1845714412629604E-2,2.9514286667108536E-2]
[56,11,20,0,10.416399999999999,9.6466999999999992,9.1342851519584656E-3,2.8027143329381943E-2]
[56,11,40,0,7.6665000000000001,7.3933,7.2785713709890842E-3,2.7301428839564323E-2]
[56,11,60,0,5.9686000000000003,5.8353000000000002,4.95142862200737E-3,2.4118570610880852E-2]
[56,11,80,0,4.5095000000000001,4.5658000000000003,2.6385714299976826E-3,1.9001428037881851E-2]
[56,11,0,1,200.83349999999999,253.44579999999999,9.3499999493360519E-3,5.6785717606544495E-3]
[56,11,20,1,98.4,116.5211,7.9557141289114952E-3,6.598571315407753E-3]
[56,11,40,1,56.098399999999998,64.262299999999996,6.10714266076684E-3,6.6542858257889748E-3]
[56,11,60,1,31.4069,30.9146,4.2014284990727901E-3,6.6442857496440411E-3]
[56,11,80,1,17.247599999999998,15.4506,2.2771428339183331E-3,6.08857162296772E-3]
[56,12,0,0,13.085000000000001,11.8582,1.1532857082784176E-2,2.7831427752971649E-2]
[56,12,20,0,11.0899,10.603,8.8228574022650719E-3,2.6327142491936684E-2]
[56,12,40,0,8.3665000000000003,8.2566000000000006,6.9914287887513638E-3,2.549000084400177E-2]
[56,12,60,0,6.5122,6.5807000000000002,4.6671428717672825E-3,2.2267144173383713E-2]
[56,12,80,0,4.9063999999999997,4.5494000000000003,2.4028571788221598E-3,1.7052857205271721E-2]
[56,12,0,1,164.1788,179.93680000000001,1.0119999758899212E-2,6.0600000433623791E-3]
[56,12,20,1,92.982100000000003,106.4097,8.2228565588593483E-3,6.9471430033445358E-3]
[56,12,40,1,56.067,61.168599999999998,6.120000034570694E-3,6.8228570744395256E-3]
[56,12,60,1,33.084200000000003,36.4923,4.0700002573430538E-3,6.5314285457134247E-3]
[56,12,80,1,18.4712,16.894600000000001,2.099999925121665E-3,5.6585711427032948E-3]
[60,1,0,0,13.528,12.7636,1.2189999999999999E-2,2.9170000000000001E-2]
[60,1,20,0,11.1579,10.8919,7.9100000000000004E-3,2.5819999999999999E-2]
[60,1,40,0,8.1812000000000005,8.0411999999999999,7.3000000000000001E-3,2.6610000000000002E-2]
[60,1,60,0,6.2843,6.1272000000000002,4.8300000000000001E-3,2.2950000000000002E-2]
[60,1,80,0,4.7256,4.4211999999999998,2.4399999999999999E-3,1.7489999999999999E-2]
[60,1,0,1,181.7895,215.1651,9.8499999999999994E-3,6.8399999999999997E-3]
[60,1,20,1,103.95189999999999,115.8647,7.9699999999999997E-3,7.5799999999999999E-3]
[60,1,40,1,62.966000000000001,68.565200000000004,5.8700000000000002E-3,7.2300000000000003E-3]
[60,1,60,1,36.332099999999997,35.563800000000001,3.8800000000000002E-3,6.7600000000000004E-3]
[60,1,80,1,19.978000000000002,17.892399999999999,2E-3,5.77E-3]
[60,2,0,0,12.821400000000001,11.8134,1.176E-2,2.9090000000000001E-2]
[60,2,20,0,10.7103,10.4733,7.4400000000000004E-3,2.5430000000000001E-2]
[60,2,40,0,7.9379999999999997,8.0488999999999997,7.0400000000000003E-3,2.664E-2]
[60,2,60,0,6.1474000000000002,6.3987999999999996,4.6699999999999997E-3,2.317E-2]
[60,2,80,0,4.7316000000000003,5.3124000000000002,2.4099999999999998E-3,1.772E-2]
[60,2,0,1,190.83860000000001,211.13509999999999,9.2700000000000005E-3,6.5599999999999999E-3]
[60,2,20,1,104.52070000000001,107.4074,7.4799999999999997E-3,7.3800000000000003E-3]
[60,2,40,1,62.044199999999996,63.880600000000001,5.5399999999999998E-3,7.1799999999999998E-3]
[60,2,60,1,35.109900000000003,34.654800000000002,3.6900000000000001E-3,6.8599999999999998E-3]
[60,2,80,1,20.706299999999999,18.285299999999999,1.9300000000000001E-3,5.96E-3]
[60,3,0,0,11.9374,10.8565,9.9799999999999993E-3,2.6190000000000001E-2]
[60,3,20,0,9.4787999999999997,9.0694999999999997,6.2199999999999998E-3,2.2859999999999998E-2]
[60,3,40,0,7.2838000000000003,7.0561999999999996,5.7499999999999999E-3,2.3769999999999999E-2]
[60,3,60,0,5.3075999999999999,5.3861999999999997,3.6800000000000001E-3,2.0389999999999998E-2]
[60,3,80,0,3.9598,4.0922999999999998,1.74E-3,1.477E-2]
[60,3,0,1,129.9384,130.91800000000001,8.09E-3,5.6499999999999996E-3]
[60,3,20,1,82.526300000000006,82.788399999999996,6.3200000000000001E-3,6.1999999999999998E-3]
[60,3,40,1,47.504300000000001,45.782200000000003,4.5599999999999998E-3,5.8799999999999998E-3]
[60,3,60,1,29.613499999999998,26.7196,2.9299999999999999E-3,5.4999999999999997E-3]
[60,3,80,1,17.021899999999999,13.9397,1.41E-3,4.5999999999999999E-3]
[60,4,0,0,10.2395,9.1880000000000006,7.4000000000000003E-3,2.3109999999999999E-2]
[60,4,20,0,8.2932000000000006,7.8682999999999996,4.2300000000000003E-3,1.9470000000000001E-2]
[60,4,40,0,6.2458,6.6242000000000001,4.1399999999999996E-3,2.0899999999999998E-2]
[60,4,60,0,4.8411999999999997,5.1492000000000004,2.64E-3,1.7610000000000001E-2]
[60,4,80,0,3.9432,4.4063999999999997,1.2700000000000001E-3,1.298E-2]
[60,4,0,1,92.928299999999993,91.150899999999993,5.8900000000000003E-3,5.0499999999999998E-3]
[60,4,20,1,58.168300000000002,60.459600000000002,4.4799999999999996E-3,5.4400000000000004E-3]
[60,4,40,1,42.568600000000004,42.4343,3.1700000000000001E-3,5.11E-3]
[60,4,60,1,27.639500000000002,26.114599999999999,1.99E-3,4.7200000000000002E-3]
[60,4,80,1,16.966899999999999,14.4046,9.7000000000000005E-4,3.98E-3]
[60,5,0,0,9.5173000000000005,7.8742999999999999,6.4099999999999999E-3,2.189E-2]
[60,5,20,0,7.9076000000000004,7.4588000000000001,5.0150000000000004E-3,2.0819999999999998E-2,null,null,"Q average value interpolated between 0% and 40% values due to anomolous model results"]
[60,5,40,0,5.9688999999999997,5.9732000000000003,3.62E-3,1.975E-2]
[60,5,60,0,4.7737999999999996,5.0529000000000002,2.32E-3,1.6920000000000001E-2]
[60,5,80,0,3.8161,3.6282000000000001,1.1000000000000001E-3,1.209E-2]
[60,5,0,1,77.338899999999995,79.865700000000004,3.9399999999999999E-3,4.3899999999999998E-3]
[60,5,20,1,53.676600000000001,53.542400000000001,3.0300000000000001E-3,4.5999999999999999E-3]
[60,5,40,1,37.761099999999999,36.228499999999997,2.2000000000000001E-3,4.2599999999999999E-3]
[60,5,60,1,25.662700000000001,22.1142,1.4300000000000001E-3,3.8999999999999998E-3]
[60,5,80,1,16.773399999999999,12.2235,7.2999999999999996E-4,3.29E-3]
[60,6,0,0,8.6464999999999996,6.7313000000000001,5.7999999999999996E-3,2.2790000000000001E-2]
[60,6,20,0,6.9850000000000003,6.0568999999999997,4.6149999999999993E-3,2.1784999999999999E-2,null,null,"Q average value interpolated between 0% and 40% values due to anomolous model results"]
[60,6,40,0,5.7485999999999997,4.7976000000000001,3.4299999999999999E-3,2.078E-2]
[60,6,60,0,4.5914999999999999,4.0568999999999997,2.33E-3,1.8489999999999999E-2]
[60,6,80,0,3.6425999999999998,3.5893999999999999,1.2199999999999999E-3,1.4109999999999999E-2]
[60,6,0,1,60.136400000000002,56.503999999999998,3.0500000000000002E-3,4.0200000000000001E-3]
[60,6,20,1,43.892899999999997,41.268900000000002,2.3800000000000002E-3,4.1599999999999996E-3]
[60,6,40,1,36.377600000000001,31.461300000000001,1.7799999999999999E-3,3.8999999999999998E-3]
[60,6,60,1,25.597200000000001,20.7956,1.25E-3,3.6900000000000001E-3]
[60,6,80,1,16.837800000000001,12.3048,7.2000000000000005E-4,3.31E-3]
[60,7,0,0,8.2102000000000004,6.3056999999999999,4.62E-3,2.034E-2]
[60,7,20,0,6.5411999999999999,5.7587999999999999,3.6749999999999999E-3,1.9554999999999999E-2,null,null,"Q average value interpolated between 0% and 40% values due to anomolous model results"]
[60,7,40,0,5.2840999999999996,4.9878,2.7299999999999998E-3,1.8769999999999998E-2]
[60,7,60,0,4.6943000000000001,4.3463000000000003,1.8600000000000001E-3,1.6070000000000001E-2]
[60,7,80,0,3.4298000000000002,3.2475999999999998,1.01E-3,1.274E-2]
[60,7,0,1,0,0,1.56E-3,3.0000000000000001E-3]
[60,7,20,1,0,0,1.1999999999999999E-3,3.0400000000000002E-3]
[60,7,40,1,0,0,9.5E-4,2.8999999999999998E-3]
[60,7,60,1,25.2407,19.154,7.2000000000000005E-4,2.8600000000000001E-3]
[60,7,80,1,0,0,4.6999999999999999E-4,2.6900000000000001E-3]
[60,8,0,0,8.7279,7.3507999999999996,5.9300000000000004E-3,2.2589999999999999E-2]
[60,8,20,0,6.9443999999999999,6.3543000000000003,4.6899999999999997E-3,2.179E-2,null,null,"Q average value interpolated between 0% and 40% values due to anomolous model results"]
[60,8,40,0,5.4798999999999998,5.3540000000000001,3.4499999999999999E-3,2.0990000000000002E-2]
[60,8,60,0,4.3478000000000003,4.3658999999999999,2.2899999999999999E-3,1.796E-2]
[60,8,80,0,3.4931999999999999,3.3492999999999999,1.1800000000000001E-3,1.372E-2]
[60,8,0,1,0,0,1.5100000000000001E-3,3.1700000000000001E-3]
[60,8,20,1,51.721200000000003,52.490900000000003,1.24E-3,3.29E-3]
[60,8,40,1,39.171199999999999,37.151000000000003,1.2199999999999999E-3,3.4299999999999999E-3]
[60,8,60,1,25.793700000000001,26.97,1.01E-3,3.47E-3]
[60,8,80,1,0,0,6.6E-4,3.2699999999999999E-3]
[60,9,0,0,10.5893,9.3245000000000005,7.5199999999999998E-3,2.596E-2]
[60,9,20,0,8.2514000000000003,7.5361000000000002,6.045E-3,2.4980000000000002E-2,null,null,"Q average value interpolated between 0% and 40% values due to anomolous model results"]
[60,9,40,0,6.2438000000000002,5.9657999999999998,4.5700000000000003E-3,2.4E-2]
[60,9,60,0,4.9825999999999997,4.6426999999999996,3.1199999999999999E-3,2.1399999999999999E-2]
[60,9,80,0,3.798,3.4238,1.6800000000000001E-3,1.6389999999999998E-2]
[60,9,0,1,82.936000000000007,88.941199999999995,3.29E-3,4.4400000000000004E-3]
[60,9,20,1,62.985999999999997,63.009599999999999,2.6800000000000001E-3,4.6100000000000004E-3]
[60,9,40,1,42.872799999999998,34.660200000000003,2.1700000000000001E-3,4.3899999999999998E-3]
[60,9,60,1,29.477399999999999,23.733899999999998,1.5900000000000001E-3,4.2100000000000002E-3]
[60,9,80,1,17.639600000000002,12.9986,9.5E-4,3.82E-3]
[60,10,0,0,11.7079,10.351800000000001,1.039E-2,2.9409999999999999E-2]
[60,10,20,0,9.3170999999999999,8.8404000000000007,8.3949999999999997E-3,2.8319999999999998E-2,null,null,"Q average value interpolated between 0% and 40% values due to anomolous model results"]
[60,10,40,0,6.9461000000000004,6.6449999999999996,6.4000000000000003E-3,2.7230000000000001E-2]
[60,10,60,0,5.4207000000000001,5.1844999999999999,4.3600000000000002E-3,2.4E-2]
[60,10,80,0,4.0467000000000004,4.1378000000000004,2.31E-3,1.8429999999999998E-2]
[60,10,0,1,148.19229999999999,183.29300000000001,6.1500000000000001E-3,5.7800000000000004E-3]
[60,10,20,1,81.437299999999993,83.553700000000006,5.2599999999999999E-3,6.3E-3]
[60,10,40,1,53.272300000000001,52.965499999999999,4.2399999999999998E-3,6.13E-3]
[60,10,60,1,32.277299999999997,30.5153,3.0500000000000002E-3,5.9899999999999997E-3]
[60,10,80,1,19.2118,15.2338,1.73E-3,5.4200000000000003E-3]
[60,11,0,0,12.935,11.702299999999999,1.2800000000000001E-2,3.1609999999999999E-2]
[60,11,20,0,10.764900000000001,9.9860000000000007,8.9999999999999993E-3,2.894E-2]
[60,11,40,0,7.7972000000000001,7.5255000000000001,7.8700000000000003E-3,2.921E-2]
[60,11,60,0,6.0288000000000004,5.8665000000000003,5.3600000000000002E-3,2.5749999999999999E-2]
[60,11,80,0,4.4976000000000003,4.5818000000000003,2.8500000000000001E-3,2.017E-2]
[60,11,0,1,234.3057,295.68680000000001,1.035E-2,6.45E-3]
[60,11,20,1,114.8,135.94130000000001,8.7200000000000003E-3,7.4099999999999999E-3]
[60,11,40,1,65.4482,74.972700000000003,6.6499999999999997E-3,7.4200000000000004E-3]
[60,11,60,1,36.641399999999997,36.067,4.5700000000000003E-3,7.3899999999999999E-3]
[60,11,80,1,20.122199999999999,18.025700000000001,2.47E-3,6.7499999999999999E-3]
[60,12,0,0,13.573600000000001,12.273400000000001,1.248E-2,2.9899999999999999E-2]
[60,12,20,0,11.415699999999999,10.918699999999999,8.7399999999999995E-3,2.733E-2]
[60,12,40,0,8.5554000000000006,8.4031000000000002,7.5799999999999999E-3,2.7369999999999998E-2]
[60,12,60,0,6.5797999999999996,6.6349999999999998,5.0699999999999999E-3,2.3869999999999999E-2]
[60,12,80,0,4.9401999999999999,4.5396000000000001,2.6099999999999999E-3,1.8200000000000001E-2]
[60,12,0,1,191.542,209.92619999999999,1.112E-2,6.8399999999999997E-3]
[60,12,20,1,108.47920000000001,124.1446,8.9499999999999996E-3,7.79E-3]
[60,12,40,1,65.411500000000004,71.363299999999995,6.6400000000000001E-3,7.6E-3]
[60,12,60,1,38.598300000000002,42.574399999999997,4.4299999999999999E-3,7.26E-3]
[60,12,80,1,21.549700000000001,19.7104,2.2899999999999999E-3,6.28E-3]

{"sheet":"Puget West","index":20,"n_rows":961,"n_cols":12,"rows_kept":961,"cut":false,"hidden":true,"merged":[]}
["Rainfall","Month","Infiltration","Flow Control","Duration Avg (hr)","Duration SD (hr)","Flow Avg (cfs)","Flow SD (cfs)","Duration Distribution Type","Flow distribution type"]
[32,1,0,0,10.9383,10.5502,7.0299999999999998E-3,1.8499999999999999E-2,1,1,null,"distribution types"]
[32,1,20,0,9.7012,9.6501999999999999,5.6749999999999995E-3,1.78E-2,1,1,"Q average value interpolated between 0% and 40% values due to anomolous model results","0 - normal"]
[32,1,40,0,7.9442000000000004,8.1228999999999996,4.3200000000000001E-3,1.7100000000000001E-2,1,1,null,"1 - log normal"]
[32,1,60,0,6.4236000000000004,6.5369999999999999,2.9499999999999999E-3,1.5310000000000001E-2,1,1,null,"2 - logistic"]
[32,1,80,0,4.9739000000000004,4.7370000000000001,1.5E-3,1.227E-2,1,1]
[32,1,0,1,0,0,5.5100000000000001E-3,2.7100000000000002E-3,1,1]
[32,1,20,1,0,0,4.4000000000000003E-3,2.8700000000000002E-3,1,1]
[32,1,40,1,0,0,3.32E-3,2.82E-3,1,1]
[32,1,60,1,0,0,2.2799999999999999E-3,2.6800000000000001E-3,1,1]
[32,1,80,1,0,0,1.15E-3,2.4499999999999999E-3,1,1]
[32,2,0,0,10.5646,10.0206,6.3899999999999998E-3,1.7340000000000001E-2,1,1]
[32,2,20,0,9.3186,9.2675000000000001,5.1050000000000002E-3,1.6649999999999998E-2,1,1,"Q average value interpolated between 0% and 40% values due to anomolous model results"]
[32,2,40,0,7.5327000000000002,8.0863999999999994,3.82E-3,1.5959999999999998E-2,1,1]
[32,2,60,0,6.1069000000000004,6.6508000000000003,2.5699999999999998E-3,1.43E-2,1,1]
[32,2,80,0,4.9512,5.6635999999999997,1.2899999999999999E-3,1.124E-2,1,1]
[32,2,0,1,0,0,5.0499999999999998E-3,2.5300000000000001E-3,1,1]
[32,2,20,1,0,0,3.9500000000000004E-3,2.7200000000000002E-3,1,1]
[32,2,40,1,0,0,2.9199999999999999E-3,2.7200000000000002E-3,1,1]
[32,2,60,1,0,0,1.9300000000000001E-3,2.5999999999999999E-3,1,1]
[32,2,80,1,0,0,9.6000000000000002E-4,2.4099999999999998E-3,1,1]
[32,3,0,0,9.1109000000000009,8.5191999999999997,4.9500000000000004E-3,1.401E-2,1,1]
[32,3,20,0,7.9259000000000004,7.6924000000000001,3.8300000000000001E-3,1.336E-2,1,1,"Q average value interpolated between 0% and 40% values due to anomolous model results"]
[32,3,40,0,6.3681999999999999,6.6412000000000004,2.7100000000000002E-3,1.2710000000000001E-2,1,1]
[32,3,60,0,5.1040000000000001,5.4596999999999998,1.6800000000000001E-3,1.089E-2,1,1]
[32,3,80,0,3.9085000000000001,4.5255999999999998,6.9999999999999999E-4,7.9399999999999991E-3,1,1]
[32,3,0,1,0,0,4.1999999999999997E-3,2.15E-3,1,1]
[32,3,20,1,0,0,3.0699999999999998E-3,2.2100000000000002E-3,1,1]
[32,3,40,1,0,0,2.0999999999999999E-3,2.0899999999999998E-3,1,1]
[32,3,60,1,0,0,1.25E-3,1.8400000000000001E-3,1,1]
[32,3,80,1,0,0,5.0000000000000001E-4,1.5E-3,1,1]
[32,4,0,0,7.7404000000000002,6.8893000000000004,3.3700000000000002E-3,1.162E-2,1,1]
[32,4,20,0,6.7881999999999998,6.5349000000000004,2.5500000000000002E-3,1.1009999999999999E-2,1,1,"Q average value interpolated between 0% and 40% values due to anomolous model results"]
[32,4,40,0,5.2702999999999998,5.3742999999999999,1.73E-3,1.04E-2,1,1]
[32,4,60,0,4.2653999999999996,4.7683,1.0399999999999999E-3,9.0299999999999998E-3,1,1]
[32,4,80,0,3.4666999999999999,3.7986,4.4999999999999999E-4,6.5399999999999998E-3,1,1]
[32,4,0,1,0,0,2.8E-3,1.7899999999999999E-3,1,1]
[32,4,20,1,0,0,1.8500000000000001E-3,1.7700000000000001E-3,1,1]
[32,4,40,1,0,0,1.2199999999999999E-3,1.66E-3,1,1]
[32,4,60,1,0,0,7.1000000000000002E-4,1.48E-3,1,1]
[32,4,80,1,0,0,2.9E-4,1.24E-3,1,1]
[32,5,0,0,7.4044999999999996,6.5355999999999996,2.97E-3,1.1259999999999999E-2,1,1]
[32,5,20,0,6.3167999999999997,6.1836000000000002,2.2550000000000001E-3,1.073E-2,1,1,"Q average value interpolated between 0% and 40% values due to anomolous model results"]
[32,5,40,0,5.3596000000000004,5.7313999999999998,1.5399999999999999E-3,1.0200000000000001E-2,1,1]
[32,5,60,0,4.4172000000000002,4.4405000000000001,9.3999999999999997E-4,8.8800000000000007E-3,1,1]
[32,5,80,0,3.35,3.1848000000000001,3.8999999999999999E-4,6.3899999999999998E-3,1,1]
[32,5,0,1,0,0,1.5900000000000001E-3,1.4300000000000001E-3,1,1]
[32,5,20,1,0,0,1.08E-3,1.3699999999999999E-3,1,1]
[32,5,40,1,0,0,7.2999999999999996E-4,1.24E-3,1,1]
[32,5,60,1,0,0,4.4000000000000002E-4,1.0499999999999999E-3,1,1]
[32,5,80,1,0,0,1.8000000000000001E-4,8.0000000000000004E-4,1,1]
[32,6,0,0,6.9976000000000003,5.1253000000000002,2.82E-3,1.3100000000000001E-2,1,1]
[32,6,20,0,6.3034999999999997,5.0148999999999999,2.215E-3,1.2619999999999999E-2,1,1,"Q average value interpolated between 0% and 40% values due to anomolous model results"]
[32,6,40,0,4.7110000000000003,4.1322999999999999,1.6100000000000001E-3,1.214E-2,1,1]
[32,6,60,0,4.0332999999999997,4.0050999999999997,1.07E-3,1.0959999999999999E-2,1,1]
[32,6,80,0,3.2435,3.7124999999999999,5.1999999999999995E-4,9.0600000000000003E-3,1,1]
[32,6,0,1,0,0,1.1800000000000001E-3,1.32E-3,1,1]
[32,6,20,1,0,0,8.8999999999999995E-4,1.31E-3,1,1]
[32,6,40,1,0,0,6.4000000000000005E-4,1.2099999999999999E-3,1,1]
[32,6,60,1,0,0,4.2000000000000002E-4,1.08E-3,1,1]
[32,6,80,1,0,0,2.0000000000000001E-4,9.1E-4,1,1]
[32,7,0,0,6.86,5.2332999999999998,2.31E-3,1.157E-2,1,1]
[32,7,20,0,5.9436,4.9275000000000002,1.815E-3,1.1124999999999999E-2,1,1,"Q average value interpolated between 0% and 40% values due to anomolous model results"]
[32,7,40,0,5.1351000000000004,4.4701000000000004,1.32E-3,1.068E-2,1,1]
[32,7,60,0,4.2660999999999998,4.1513999999999998,8.9999999999999998E-4,9.6500000000000006E-3,1,1]
[32,7,80,0,0,0,4.4000000000000002E-4,7.7099999999999998E-3,1,1]
[32,7,0,1,0,0,6.3000000000000003E-4,1.0300000000000001E-3,1,1]
[32,7,20,1,0,0,4.6999999999999999E-4,1E-3,1,1]
[32,7,40,1,0,0,3.4000000000000002E-4,9.2000000000000003E-4,1,1]
[32,7,60,1,0,0,2.3000000000000001E-4,8.1999999999999998E-4,1,1]
[32,7,80,1,0,0,1.2E-4,7.2000000000000005E-4,1,1]
[32,8,0,0,6.9481000000000002,6.3213999999999997,3.1900000000000001E-3,1.3559999999999999E-2,1,1]
[32,8,20,0,6.3061999999999996,6.1056999999999997,2.5149999999999999E-3,1.3115E-2,1,1,"Q average value interpolated between 0% and 40% values due to anomolous model results"]
[32,8,40,0,5.1505000000000001,5.3602999999999996,1.8400000000000001E-3,1.2670000000000001E-2,1,1]
[32,8,60,0,4.5247999999999999,5.1665999999999999,1.25E-3,1.146E-2,1,1]
[32,8,80,0,0,0,6.4000000000000005E-4,9.3100000000000006E-3,1,1]
[32,8,0,1,0,0,4.8999999999999998E-4,1E-3,1,1]
[32,8,20,1,0,0,3.8999999999999999E-4,9.8999999999999999E-4,1,1]
[32,8,40,1,0,0,2.9999999999999997E-4,9.3999999999999997E-4,1,1]
[32,8,60,1,0,0,2.2000000000000001E-4,8.7000000000000001E-4,1,1]
[32,8,80,1,0,0,1.4999999999999999E-4,8.4000000000000003E-4,1,1]
[32,9,0,0,8.0137,7.0811999999999999,3.8899999999999998E-3,1.519E-2,1,1]
[32,9,20,0,7.1616,6.3087,3.0999999999999999E-3,1.4710000000000001E-2,1,1,"Q average value interpolated between 0% and 40% values due to anomolous model results"]
[32,9,40,0,5.6905999999999999,5.5433000000000003,2.31E-3,1.423E-2,1,1]
[32,9,60,0,4.6833,4.468,1.58E-3,1.3169999999999999E-2,1,1]
[32,9,80,0,3.1676000000000002,2.9943,8.1999999999999998E-4,1.0699999999999999E-2,1,1]
[32,9,0,1,0,0,1.2800000000000001E-3,1.5E-3,1,1]
[32,9,20,1,0,0,1.0499999999999999E-3,1.5200000000000001E-3,1,1]
[32,9,40,1,0,0,8.1999999999999998E-4,1.4300000000000001E-3,1,1]
[32,9,60,1,0,0,5.8E-4,1.2999999999999999E-3,1,1]
[32,9,80,1,0,0,3.3E-4,1.16E-3,1,1]
[32,10,0,0,9.0045000000000002,8.4886999999999997,5.5999999999999999E-3,1.7610000000000001E-2,1,1]
[32,10,20,0,8.0975000000000001,7.7835000000000001,4.5100000000000001E-3,1.703E-2,1,1,"Q average value interpolated between 0% and 40% values due to anomolous model results"]
[32,10,40,0,6.5266999999999999,6.5171999999999999,3.4199999999999999E-3,1.6449999999999999E-2,1,1]
[32,10,60,0,5.2442000000000002,5.3239999999999998,2.3600000000000001E-3,1.503E-2,1,1]
[32,10,80,0,4.2521000000000004,4.4508000000000001,1.24E-3,1.2109999999999999E-2,1,1]
[32,10,0,1,0,0,2.4399999999999999E-3,2.0300000000000001E-3,1,1]
[32,10,20,1,0,0,2.1199999999999999E-3,2.1800000000000001E-3,1,1]
[32,10,40,1,0,0,1.72E-3,2.15E-3,1,1]
[32,10,60,1,0,0,1.2600000000000001E-3,2.0600000000000002E-3,1,1]
[32,10,80,1,0,0,7.2000000000000005E-4,1.99E-3,1,1]
[32,11,0,0,10.278700000000001,9.6968999999999994,7.3000000000000001E-3,1.9959999999999999E-2,1,1]
[32,11,20,0,9.0986999999999991,8.9763000000000002,5.94E-3,1.9310000000000001E-2,1,1,"Q average value interpolated between 0% and 40% values due to anomolous model results"]
[32,11,40,0,7.4751000000000003,7.4109999999999996,4.5799999999999999E-3,1.866E-2,1,1]
[32,11,60,0,6.0777999999999999,6.1910999999999996,3.2100000000000002E-3,1.702E-2,1,1]
[32,11,80,0,4.9494999999999996,5.0930999999999997,1.73E-3,1.4019999999999999E-2,1,1]
[32,11,0,1,0,0,4.7200000000000002E-3,2.3700000000000001E-3,1,1]
[32,11,20,1,0,0,4.1900000000000001E-3,2.7499999999999998E-3,1,1]
[32,11,40,1,0,0,3.3999999999999998E-3,2.8400000000000001E-3,1,1]
[32,11,60,1,0,0,2.48E-3,2.81E-3,1,1]
[32,11,80,1,0,0,1.41E-3,2.8500000000000001E-3,1,1]
[32,12,0,0,11.103999999999999,10.5693,7.2100000000000003E-3,1.8790000000000001E-2,1,1]
[32,12,20,0,9.9471000000000007,9.7491000000000003,5.8349999999999999E-3,1.8105000000000003E-2,1,1,"Q average value interpolated between 0% and 40% values due to anomolous model results"]
[32,12,40,0,8.0411999999999999,8.2218,4.4600000000000004E-3,1.7420000000000001E-2,1,1]
[32,12,60,0,6.5640000000000001,6.9926000000000004,3.0699999999999998E-3,1.5689999999999999E-2,1,1]
[32,12,80,0,5.1883999999999997,4.9276999999999997,1.6000000000000001E-3,1.255E-2,1,1]
[32,12,0,1,0,0,5.8599999999999998E-3,2.63E-3,1,1]
[32,12,20,1,0,0,4.9800000000000001E-3,2.9099999999999998E-3,1,1]
[32,12,40,1,0,0,3.8600000000000001E-3,2.97E-3,1,1]
[32,12,60,1,0,0,2.6199999999999999E-3,2.8999999999999998E-3,1,1]
[32,12,80,1,0,0,1.33E-3,2.7100000000000002E-3,1,1]
[36,1,0,0,11.459099999999999,11.061500000000001,8.0899996683001518E-3,2.0770000293850899E-2,1,1]
[36,1,20,0,10.027799999999999,9.9974000000000007,6.5516664180904627E-3,1.998333353549242E-2,1,1,"Q average value interpolated between 0% and 40% values due to anomolous model results"]
[36,1,40,0,8.0801999999999996,8.2959999999999994,5.0133331678807735E-3,1.9196666777133942E-2,1,1]
[36,1,60,0,6.5148999999999999,6.6028000000000002,3.42000019736588E-3,1.7103333026170731E-2,1,1]
[36,1,80,0,5.0481999999999996,4.7778999999999998,1.7300000181421638E-3,1.3519999571144581E-2,1,1]
[36,1,0,1,62.499200000000002,66.078699999999998,6.3700000755488873E-3,3.5699999425560236E-3,1,1]
[36,1,20,1,37.862900000000003,41.959600000000002,5.1233335398137569E-3,3.7700000684708357E-3,1,1]
[36,1,40,1,26.271100000000001,29.819199999999999,3.903333330526948E-3,3.6800000816583633E-3,1,1]
[36,1,60,1,17.741,17.598099999999999,2.6666666381061077E-3,3.499999875202775E-3,1,1]
[36,1,80,1,9.4720999999999993,8.6456,1.3399999588727951E-3,3.1566666439175606E-3,1,1]
[36,2,0,0,10.9335,10.4938,7.2266669012606144E-3,1.9340001046657562E-2,1,1]
[36,2,20,0,9.5841999999999992,9.5412999999999997,5.7833334431052208E-3,1.855833362787962E-2,1,1,"Q average value interpolated between 0% and 40% values due to anomolous model results"]
[36,2,40,0,7.7027000000000001,8.1826000000000008,4.3399999849498272E-3,1.7776666209101677E-2,1,1]
[36,2,60,0,6.1855000000000002,6.7229000000000001,2.9100000392645597E-3,1.5873333439230919E-2,1,1]
[36,2,80,0,4.9512999999999998,5.6896000000000004,1.4533334178850055E-3,1.2326666153967381E-2,1,1]
[36,2,0,1,53.153700000000001,62.715600000000002,5.7133333757519722E-3,3.3699998166412115E-3,1,1]
[36,2,20,1,34.6402,39.357999999999997,4.4833333231508732E-3,3.5699999425560236E-3,1,1]
[36,2,40,1,25.683499999999999,27.78,3.3366668503731489E-3,3.5233332309871912E-3,1,1]
[36,2,60,1,16.996200000000002,17.684999999999999,2.2100000642240047E-3,3.3733334857970476E-3,1,1]
[36,2,80,1,9.2360000000000007,8.6010000000000009,1.0999999940395355E-3,3.0733332969248295E-3,1,1]
[36,3,0,0,9.4968000000000004,8.9126999999999992,5.5399998091161251E-3,1.5593333169817924E-2,1,1]
[36,3,20,0,8.1303999999999998,7.9919000000000002,4.2899998370558023E-3,1.4843333512544632E-2,1,1,"Q average value interpolated between 0% and 40% values due to anomolous model results"]
[36,3,40,0,6.4779,6.8003999999999998,3.0399998649954796E-3,1.4093333855271339E-2,1,1]
[36,3,60,0,5.1578999999999997,5.508,1.8766666762530804E-3,1.2070000171661377E-2,1,1]
[36,3,80,0,3.9514999999999998,4.5932000000000004,7.8333332203328609E-4,8.6666662245988846E-3,1,1]
[36,3,0,1,31.4741,32.483499999999999,4.5966664329171181E-3,2.8133334126323462E-3,1,1]
[36,3,20,1,24.553000000000001,24.822099999999999,3.3866667654365301E-3,2.8399999719113111E-3,1,1]
[36,3,40,1,17.0259,17.9193,2.343333326280117E-3,2.6599999982863665E-3,1,1]
[36,3,60,1,0,0,1.4033332699909806E-3,2.3666666820645332E-3,1,1]
[36,3,80,1,0,0,5.7000003289431334E-4,1.9466666271910071E-3,1,1]
[36,4,0,0,7.9856999999999996,7.1805000000000003,3.7566667888313532E-3,1.2843333184719086E-2,1,1]
[36,4,20,0,6.9122000000000003,6.7164000000000001,2.8366667102091014E-3,1.2149999849498272E-2,1,1,"Q average value interpolated between 0% and 40% values due to anomolous model results"]
[36,4,40,0,5.3215000000000003,5.4493999999999998,1.9166666315868497E-3,1.1456666514277458E-2,1,1]
[36,4,60,0,4.2832999999999997,4.7847999999999997,1.1433333856984973E-3,9.9133336916565895E-3,1,1]
[36,4,80,0,3.4803999999999999,3.8965999999999998,4.9000000581145287E-4,7.0733330212533474E-3,1,1]
[36,4,0,1,0,0,2.9899999499320984E-3,2.3000000510364771E-3,1,1]
[36,4,20,1,0,0,2.0333332940936089E-3,2.2666666191071272E-3,1,1]
[36,4,40,1,0,0,1.3566666748374701E-3,2.1033333614468575E-3,1,1]
[36,4,60,1,0,0,7.8666664194315672E-4,1.8733333563432097E-3,1,1]
[36,4,80,1,0,0,3.2333334092982113E-4,1.5666666440665722E-3,1,1]
[36,5,0,0,7.5876999999999999,6.7366000000000001,3.2733334228396416E-3,1.2363333255052567E-2,1,1]
[36,5,20,0,6.5096999999999996,6.4123999999999999,2.4833334027789533E-3,1.1753333266824484E-2,1,1,"Q average value interpolated between 0% and 40% values due to anomolous model results"]
[36,5,40,0,5.3276000000000003,5.7225999999999999,1.6933333827182651E-3,1.1143333278596401E-2,1,1]
[36,5,60,0,4.4682000000000004,4.5609999999999999,1.0199999669566751E-3,9.6199996769428253E-3,1,1]
[36,5,80,0,3.3879000000000001,3.2751999999999999,4.2333334567956626E-4,6.8900003097951412E-3,1,1]
[36,5,0,1,0,0,1.7433332977816463E-3,1.8333332845941186E-3,1,1]
[36,5,20,1,0,0,1.2199999764561653E-3,1.7466666176915169E-3,1,1]
[36,5,40,1,0,0,8.3333335351198912E-4,1.5733334003016353E-3,1,1]
[36,5,60,1,0,0,4.9666664563119411E-4,1.3433332787826657E-3,1,1]
[36,5,80,1,0,0,2.0999999833293259E-4,1.0499999625608325E-3,1,1]
[36,6,0,0,7.1718999999999999,5.3897000000000004,3.1099999323487282E-3,1.4229999855160713E-2,1,1]
[36,6,20,0,6.3792999999999997,5.1520000000000001,2.43666663300246E-3,1.3683333527296782E-2,1,1,"Q average value interpolated between 0% and 40% values due to anomolous model results"]
[36,6,40,0,4.8433999999999999,4.2104999999999997,1.7633333336561918E-3,1.313666719943285E-2,1,1]
[36,6,60,0,4.0286,3.8730000000000002,1.1566666653379798E-3,1.1733332648873329E-2,1,1]
[36,6,80,0,3.2599,3.7132000000000001,5.5333331692963839E-4,9.6333334222435951E-3,1,1]
[36,6,0,1,0,0,1.3333333190530539E-3,1.7033333424478769E-3,1,1]
[36,6,20,1,0,0,1.0033333674073219E-3,1.6599999507889152E-3,1,1]
[36,6,40,1,0,0,7.2666665073484182E-4,1.5266666887328029E-3,1,1]
[36,6,60,1,0,0,4.7666666796430945E-4,1.3699999544769526E-3,1,1]
[36,6,80,1,0,0,2.3333333956543356E-4,1.1966666206717491E-3,1,1]
[36,7,0,0,6.9972000000000003,5.3710000000000004,2.529999939724803E-3,1.2573333457112312E-2,1,1]
[36,7,20,0,6.0019,5.0762999999999998,1.9816666608676314E-3,1.2070000171661377E-2,1,1,"Q average value interpolated between 0% and 40% values due to anomolous model results"]
[36,7,40,0,5.0808999999999997,4.5315000000000003,1.4333333820104599E-3,1.1566666886210442E-2,1,1]
[36,7,60,0,4.2457000000000003,4.1521999999999997,9.6666667377576232E-4,1.032333355396986E-2,1,1]
[36,7,80,0,0,0,4.6666667913086712E-4,8.2166669890284538E-3,1,1]
[36,7,0,1,0,0,7.0000003324821591E-4,1.2966666836291552E-3,1,1]
[36,7,20,1,0,0,5.2333332132548094E-4,1.2433333322405815E-3,1,1]
[36,7,40,1,0,0,3.8333333213813603E-4,1.1466667056083679E-3,1,1]
[36,7,60,1,0,0,2.6000000070780516E-4,1.0433333227410913E-3,1,1]
[36,7,80,1,0,0,1.4333333820104599E-4,9.5000001601874828E-4,1,1]
[36,8,0,0,7.0532000000000004,6.3985000000000003,3.4800001885741949E-3,1.4713332988321781E-2,1,1]
[36,8,20,0,6.3155999999999999,6.1618000000000004,2.7333333855494857E-3,1.4213332906365395E-2,1,1,"Q average value interpolated between 0% and 40% values due to anomolous model results"]
[36,8,40,0,5.1360999999999999,5.4326999999999996,1.9866665825247765E-3,1.3713332824409008E-2,1,1]
[36,8,60,0,4.4744000000000002,5.0896999999999997,1.3333333190530539E-3,1.2293333187699318E-2,1,1]
[36,8,80,0,0,0,6.6999997943639755E-4,9.8599996417760849E-3,1,1]
[36,8,0,1,0,0,5.9333333047106862E-4,1.3166667195037007E-3,1,1]
[36,8,20,1,0,0,4.7666666796430945E-4,1.3033333234488964E-3,1,1]
[36,8,40,1,0,0,3.733333433046937E-4,1.2433333322405815E-3,1,1]
[36,8,60,1,0,0,2.899999963119626E-4,1.1966666206717491E-3,1,1]
[36,8,80,1,0,0,2.0333334396127611E-4,1.1766667012125254E-3,1,1]
[36,9,0,0,8.2673000000000005,7.3996000000000004,4.2799999937415123E-3,1.6569999977946281E-2,1,1]
[36,9,20,0,7.2126999999999999,6.4236000000000004,3.401666646823287E-3,1.600999990478158E-2,1,1,"Q average value interpolated between 0% and 40% values due to anomolous model results"]
[36,9,40,0,5.7427999999999999,5.5618999999999996,2.5233332999050617E-3,1.5449999831616879E-2,1,1]
[36,9,60,0,4.6780999999999997,4.5465,1.71000009868294E-3,1.4193333685398102E-2,1,1]
[36,9,80,0,3.2465999999999999,2.9986999999999999,8.7666668696328998E-4,1.1396666988730431E-2,1,1]
[36,9,0,1,0,0,1.500000013038516E-3,1.9633332267403603E-3,1,1]
[36,9,20,1,0,0,1.2299999361857772E-3,1.9500000635161996E-3,1,1]
[36,9,40,1,0,0,9.5666671404615045E-4,1.8233333248645067E-3,1,1]
[36,9,60,1,0,0,6.6999997943639755E-4,1.6700000269338489E-3,1,1]
[36,9,80,1,0,0,3.7666666321456432E-4,1.5166666125878692E-3,1,1]
[36,10,0,0,9.4139999999999997,8.8001000000000005,6.3033332116901875E-3,1.9513333216309547E-2,1,1]
[36,10,20,0,8.2838999999999992,7.9504000000000001,5.0816665170714259E-3,1.885666698217392E-2,1,1,"Q average value interpolated between 0% and 40% values due to anomolous model results"]
[36,10,40,0,6.5964999999999998,6.5974000000000004,3.8599998224526644E-3,1.8200000748038292E-2,1,1]
[36,10,60,0,5.3170000000000002,5.3731999999999998,2.6433332823216915E-3,1.6523333266377449E-2,1,1]
[36,10,80,0,4.2614999999999998,4.4564000000000004,1.3766667107120156E-3,1.3143332675099373E-2,1,1]
[36,10,0,1,36.5852,52.679000000000002,2.9833333101123571E-3,2.7366667054593563E-3,1,1]
[36,10,20,1,24.549800000000001,34.087499999999999,2.5500000920146704E-3,2.8700002003461123E-3,1,1]
[36,10,40,1,20.088699999999999,23.8735,2.0566666498780251E-3,2.8000001329928637E-3,1,1]
[36,10,60,1,13.986700000000001,15.252800000000001,1.4966666931286454E-3,2.7033335063606501E-3,1,1]
[36,10,80,1,7.6702000000000004,7.3898000000000001,8.5000001126900315E-4,2.5866667274385691E-3,1,1]
[36,11,0,0,10.8378,10.1304,8.3499997854232788E-3,2.22933329641819E-2,1,1]
[36,11,20,0,9.4472000000000005,9.2307000000000006,6.8116665352135897E-3,2.1558333188295364E-2,1,1,"Q average value interpolated between 0% and 40% values due to anomolous model results"]
[36,11,40,0,7.6207000000000003,7.5166000000000004,5.2733332850039005E-3,2.0823333412408829E-2,1,1]
[36,11,60,0,6.1266999999999996,6.2102000000000004,3.6833332851529121E-3,1.8893333151936531E-2,1,1]
[36,11,80,0,4.9288999999999996,5.0688000000000004,1.9666666630655527E-3,1.53266666457057E-2,1,1]
[36,11,0,1,61.4392,83.503299999999996,5.7833334431052208E-3,3.2833332661539316E-3,1,1]
[36,11,20,1,43.151699999999998,53.601599999999998,5.0333333201706409E-3,3.6466666497290134E-3,1,1]
[36,11,40,1,27.818000000000001,34.2575,4.0500001050531864E-3,3.6933333612978458E-3,1,1]
[36,11,60,1,17.026299999999999,18.721399999999999,2.9233333189040422E-3,3.6833332851529121E-3,1,1]
[36,11,80,1,9.6677999999999997,9.1120999999999999,1.6233333153650165E-3,3.6566667258739471E-3,1,1]
[36,12,0,0,11.6701,11.017799999999999,8.2700001075863838E-3,2.1106665953993797E-2,1,1]
[36,12,20,0,10.3246,9.9898000000000007,6.7199999466538429E-3,2.0336666144430637E-2,1,1,"Q average value interpolated between 0% and 40% values due to anomolous model results"]
[36,12,40,0,8.2677999999999994,8.4175000000000004,5.169999785721302E-3,1.9566666334867477E-2,1,1]
[36,12,60,0,6.6334,7.0076999999999998,3.5533334594219923E-3,1.7536666244268417E-2,1,1]
[36,12,80,0,5.2041000000000004,4.9260999999999999,1.8366666045039892E-3,1.3856667093932629E-2,1,1]
[36,12,0,1,63.572699999999998,71.036000000000001,6.94666663184762E-3,3.5533334594219923E-3,1,1]
[36,12,20,1,40.648899999999998,49.376800000000003,5.7999999262392521E-3,3.8300000596791506E-3,1,1]
[36,12,40,1,30.235700000000001,32.284599999999998,4.4800001196563244E-3,3.8566666189581156E-3,1,1]
[36,12,60,1,20.415400000000002,21.669799999999999,3.043333301320672E-3,3.7700000684708357E-3,1,1]
[36,12,80,1,10.1472,9.5467999999999993,1.5433334046974778E-3,3.4633332397788763E-3,1,1]
[40,1,0,0,11.979799999999999,11.572800000000001,9.1500002890825272E-3,2.3040000349283218E-2,1,1]
[40,1,20,0,10.3545,10.3446,7.4283333960920572E-3,2.2166667506098747E-2,1,1,"Q average value interpolated between 0% and 40% values due to anomolous model results"]
[40,1,40,0,8.2162000000000006,8.4690999999999992,5.7066665031015873E-3,2.1293334662914276E-2,1,1]
[40,1,60,0,6.6063000000000001,6.6684999999999999,3.8900000508874655E-3,1.8896667286753654E-2,1,1]
[40,1,80,0,5.1223999999999998,4.8188000000000004,1.9600000232458115E-3,1.4770000241696835E-2,1,1]
[40,1,0,1,124.9984,132.1574,7.2299996390938759E-3,4.4299997389316559E-3,1,1]
[40,1,20,1,75.725800000000007,83.919200000000004,5.8466666378080845E-3,4.6700001694262028E-3,1,1]
[40,1,40,1,52.542200000000001,59.638399999999997,4.486666526645422E-3,4.5400001108646393E-3,1,1]
[40,1,60,1,35.482100000000003,35.196100000000001,3.0533331446349621E-3,4.3199998326599598E-3,1,1]
[40,1,80,1,18.944199999999999,17.2912,1.5300000086426735E-3,3.8633332587778568E-3,1,1]
[40,2,0,0,11.3024,10.967000000000001,8.0633331090211868E-3,2.1339999511837959E-2,1,1]
[40,2,20,0,9.8497000000000003,9.8150999999999993,6.461666664108634E-3,2.0466666668653488E-2,1,1,"Q average value interpolated between 0% and 40% values due to anomolous model results"]
[40,2,40,0,7.8727,8.2788000000000004,4.8600002191960812E-3,1.9593333825469017E-2,1,1]
[40,2,60,0,6.2641,6.7949000000000002,3.2500000670552254E-3,1.7446666955947876E-2,1,1]
[40,2,80,0,4.9515000000000002,5.7156000000000002,1.6166666755452752E-3,1.3413333334028721E-2,1,1]
[40,2,0,1,106.3074,125.4312,6.3766664825379848E-3,4.2099999263882637E-3,1,1]
[40,2,20,1,69.2804,78.715999999999994,5.0166663713753223E-3,4.4200001284480095E-3,1,1]
[40,2,40,1,51.366999999999997,55.56,3.7533333525061607E-3,4.3266667053103447E-3,1,1]
[40,2,60,1,33.9923,35.369999999999997,2.4899998679757118E-3,4.1466667316854E-3,1,1]
[40,2,80,1,18.472100000000001,17.202000000000002,1.2400000123307109E-3,3.7366666365414858E-3,1,1]
[40,3,0,0,9.8826999999999998,9.3061000000000007,6.1300001107156277E-3,1.7176667228341103E-2,1,1]
[40,3,20,0,8.3348999999999993,8.2913999999999994,4.7500000800937414E-3,1.632666727527976E-2,1,1,"Q average value interpolated between 0% and 40% values due to anomolous model results"]
[40,3,40,0,6.5876999999999999,6.9595000000000002,3.3700000494718552E-3,1.5476667322218418E-2,1,1]
[40,3,60,0,5.2118000000000002,5.5564,2.0733333658427E-3,1.3249999843537807E-2,1,1]
[40,3,80,0,3.9944999999999999,4.6608999999999998,8.6666666902601719E-4,9.3933334574103355E-3,1,1]
[40,3,0,1,62.9482,64.966999999999999,4.9933334812521935E-3,3.4766667522490025E-3,1,1]
[40,3,20,1,49.105899999999998,49.644199999999998,3.7033332046121359E-3,3.4700001124292612E-3,1,1]
[40,3,40,1,34.051699999999997,35.8386,2.5866664946079254E-3,3.2300001475960016E-3,1,1]
[40,3,60,1,0,0,1.5566666843369603E-3,2.8933333232998848E-3,1,1]
[40,3,80,1,0,0,6.399999838322401E-4,2.3933332413434982E-3,1,1]
[40,4,0,0,8.2309999999999999,7.4717000000000002,4.1433335281908512E-3,1.40666663646698E-2,1,1]
[40,4,20,0,7.0361000000000002,6.8978999999999999,3.1233334448188543E-3,1.3290000148117542E-2,1,1,"Q average value interpolated between 0% and 40% values due to anomolous model results"]
[40,4,40,0,5.3727,5.5246000000000004,2.1033333614468575E-3,1.2513333931565285E-2,1,1]
[40,4,60,0,4.3011999999999997,4.8011999999999997,1.2466666521504521E-3,1.0796667076647282E-2,1,1]
[40,4,80,0,3.4942000000000002,3.9946999999999999,5.2999996114522219E-4,7.6066665351390839E-3,1,1]
[40,4,0,1,0,0,3.1799999997019768E-3,2.8099999763071537E-3,1,1]
[40,4,20,1,0,0,2.216666704043746E-3,2.7633332647383213E-3,1,1]
[40,4,40,1,0,0,1.493333256803453E-3,2.5466666556894779E-3,1,1]
[40,4,60,1,0,0,8.6333334911614656E-4,2.2666666191071272E-3,1,1]
[40,4,80,1,0,0,3.5666665644384921E-4,1.8933332758024335E-3,1,1]
[40,5,0,0,7.7708000000000004,6.9375999999999998,3.5766665823757648E-3,1.3466666452586651E-2,1,1]
[40,5,20,0,6.7026000000000003,6.6412000000000004,2.7116666315123439E-3,1.2776666786521673E-2,1,1,"Q average value interpolated between 0% and 40% values due to anomolous model results"]
[40,5,40,0,5.2956000000000003,5.7138999999999998,1.8466666806489229E-3,1.2086667120456696E-2,1,1]
[40,5,60,0,4.5191999999999997,4.6814999999999998,1.0999999940395355E-3,1.0359999723732471E-2,1,1]
[40,5,80,0,3.4257,3.3656000000000001,4.5666666119359434E-4,7.3899999260902405E-3,1,1]
[40,5,0,1,0,0,1.8966667121276259E-3,2.2366666235029697E-3,1,1]
[40,5,20,1,0,0,1.3599999947473407E-3,2.1233332809060812E-3,1,1]
[40,5,40,1,0,0,9.3666667817160487E-4,1.9066667882725596E-3,1,1]
[40,5,60,1,0,0,5.5333331692963839E-4,1.6366667114198208E-3,1,1]
[40,5,80,1,0,0,2.3999999393709004E-4,1.3000000035390258E-3,1,1]
[40,6,0,0,7.3461999999999996,5.6539999999999999,3.4000000450760126E-3,1.5359999611973763E-2,1,1]
[40,6,20,0,6.4550999999999998,5.2889999999999997,2.6583333383314312E-3,1.4746666420251131E-2,1,1,"Q average value interpolated between 0% and 40% values due to anomolous model results"]
[40,6,40,0,4.9757999999999996,4.2887000000000004,1.9166666315868497E-3,1.41333332285285E-2,1,1]
[40,6,60,0,4.0237999999999996,3.7408000000000001,1.2433333322405815E-3,1.2506666593253613E-2,1,1]
[40,6,80,0,3.2763,3.7139000000000002,5.8666669065132737E-4,1.0206666775047779E-2,1,1]
[40,6,0,1,0,0,1.4866667333990335E-3,2.0866666454821825E-3,1,1]
[40,6,20,1,0,0,1.1166667100042105E-3,2.0099999383091927E-3,1,1]
[40,6,40,1,0,0,8.1333331763744354E-4,1.8433332443237305E-3,1,1]
[40,6,60,1,0,0,5.3333333926275373E-4,1.6599999507889152E-3,1,1]
[40,6,80,1,0,0,2.6666666963137686E-4,1.4833332970738411E-3,1,1]
[40,7,0,0,7.1344000000000003,5.5087000000000002,2.7499999850988388E-3,1.3576666824519634E-2,1,1]
[40,7,20,0,6.0602999999999998,5.2251000000000003,2.1483332966454327E-3,1.3015000149607658E-2,1,1,"Q average value interpolated between 0% and 40% values due to anomolous model results"]
[40,7,40,0,5.0266999999999999,4.5929000000000002,1.5466666081920266E-3,1.2453333474695683E-2,1,1]
[40,7,60,0,4.2252999999999998,4.1531000000000002,1.0333333630114794E-3,1.0996666736900806E-2,1,1]
[40,7,80,0,0,0,4.9333332572132349E-4,8.723333477973938E-3,1,1]
[40,7,0,1,0,0,7.6999998418614268E-4,1.5633333241567016E-3,1,1]
[40,7,20,1,0,0,5.7666667271405458E-4,1.4866667333990335E-3,1,1]
[40,7,40,1,0,0,4.2666666558943689E-4,1.3733332743868232E-3,1,1]
[40,7,60,1,0,0,2.899999963119626E-4,1.2666666880249977E-3,1,1]
[40,7,80,1,0,0,1.6666666488163173E-4,1.180000021122396E-3,1,1]
[40,8,0,0,7.1582999999999997,6.4755000000000003,3.7700000684708357E-3,1.5866667032241821E-2,1,1]
[40,8,20,0,6.3250000000000002,6.218,2.9516667127609253E-3,1.5311666764318943E-2,1,1,"Q average value interpolated between 0% and 40% values due to anomolous model results"]
[40,8,40,0,5.1218000000000004,5.5050999999999997,2.1333333570510149E-3,1.4756666496396065E-2,1,1]
[40,8,60,0,4.4238999999999997,5.0128000000000004,1.416666666045785E-3,1.3126666657626629E-2,1,1]
[40,8,80,0,0,0,7.0000003324821591E-4,1.0409999638795853E-2,1,1]
[40,8,0,1,0,0,6.9666665513068438E-4,1.6333332750946283E-3,1,1]
[40,8,20,1,0,0,5.6333333486691117E-4,1.6166666755452752E-3,1,1]
[40,8,40,1,0,0,4.4666667236015201E-4,1.5466667246073484E-3,1,1]
[40,8,60,1,0,0,3.6000000545755029E-4,1.5233333688229322E-3,1,1]
[40,8,80,1,0,0,2.5666668079793453E-4,1.5133334090933204E-3,1,1]
[40,9,0,0,8.5210000000000008,7.7180999999999997,4.6700001694262028E-3,1.7950000241398811E-2,1,1]
[40,9,20,0,7.2637999999999998,6.5385999999999997,3.7033334374427795E-3,1.7310000024735928E-2,1,1,"Q average value interpolated between 0% and 40% values due to anomolous model results"]
[40,9,40,0,5.7949000000000002,5.5804,2.7366667054593563E-3,1.6669999808073044E-2,1,1]
[40,9,60,0,4.6729000000000003,4.625,1.8400000408291817E-3,1.5216667205095291E-2,1,1]
[40,9,80,0,3.3254999999999999,3.0030000000000001,9.3333330005407333E-4,1.2093333527445793E-2,1,1]
[40,9,0,1,0,0,1.7199999419972301E-3,2.4266666732728481E-3,1,1]
[40,9,20,1,0,0,1.4100000262260437E-3,2.3799999617040157E-3,1,1]
[40,9,40,1,0,0,1.0933333542197943E-3,2.216666704043746E-3,1,1]
[40,9,60,1,0,0,7.6000002445653081E-4,2.0399999339133501E-3,1,1]
[40,9,80,1,0,0,4.2333334567956626E-4,1.8733333563432097E-3,1,1]
[40,10,0,0,9.8234999999999992,9.1114999999999995,7.0066666230559349E-3,2.1416667848825455E-2,1,1]
[40,10,20,0,8.4702999999999999,8.1173999999999999,5.6533331517130136E-3,2.0683334209024906E-2,1,1,"Q average value interpolated between 0% and 40% values due to anomolous model results"]
[40,10,40,0,6.6662999999999997,6.6775000000000002,4.2999996803700924E-3,1.9950000569224358E-2,1,1]
[40,10,60,0,5.3898000000000001,5.4223999999999997,2.9266667552292347E-3,1.8016666173934937E-2,1,1]
[40,10,80,0,4.2709000000000001,4.4619,1.5133332926779985E-3,1.4176666736602783E-2,1,1]
[40,10,0,1,73.170400000000001,105.35809999999999,3.52666643448174E-3,3.4433333203196526E-3,1,1]
[40,10,20,1,49.099600000000002,68.174999999999997,2.9799998737871647E-3,3.5600003320723772E-3,1,1]
[40,10,40,1,40.177500000000002,47.747,2.3933334741741419E-3,3.4499999601393938E-3,1,1]
[40,10,60,1,27.973299999999998,30.505500000000001,1.7333334544673562E-3,3.346666693687439E-3,1,1]
[40,10,80,1,15.340400000000001,14.779500000000001,9.8000001162290573E-4,3.1833332031965256E-3,1,1]
[40,11,0,0,11.3969,10.564,9.3999998643994331E-3,2.4626666679978371E-2,1,1]
[40,11,20,0,9.7957000000000001,9.4849999999999994,7.6833332423120737E-3,2.3806666024029255E-2,1,1,"Q average value interpolated between 0% and 40% values due to anomolous model results"]
[40,11,40,0,7.7663000000000002,7.6222000000000003,5.9666666202247143E-3,2.2986665368080139E-2,1,1]
[40,11,60,0,6.1756000000000002,6.2291999999999996,4.1566668078303337E-3,2.0766666159033775E-2,1,1]
[40,11,80,0,4.9082999999999997,5.0445000000000002,2.2033334244042635E-3,1.6633333638310432E-2,1,1]
[40,11,0,1,122.8783,167.00649999999999,6.8466668017208576E-3,4.1966666467487812E-3,1,1]
[40,11,20,1,86.3035,107.2032,5.8766664005815983E-3,4.5433333143591881E-3,1,1]
[40,11,40,1,55.635899999999999,68.514899999999997,4.7000003978610039E-3,4.5466669835150242E-3,1,1]
[40,11,60,1,34.052700000000002,37.442900000000002,3.3666666131466627E-3,4.5566665939986706E-3,1,1]
[40,11,80,1,19.3355,18.2242,1.836666720919311E-3,4.4633336365222931E-3,1,1]
[40,12,0,0,12.2362,11.4663,9.3300007283687592E-3,2.3423332720994949E-2,1,1]
[40,12,20,0,10.702,10.230499999999999,7.6050003990530968E-3,2.2568332962691784E-2,1,1,"Q average value interpolated between 0% and 40% values due to anomolous model results"]
[40,12,40,0,8.4944000000000006,8.6133000000000006,5.8800000697374344E-3,2.1713333204388618E-2,1,1]
[40,12,60,0,6.7027999999999999,7.0228000000000002,4.0366668254137039E-3,1.9383333623409271E-2,1,1]
[40,12,80,0,5.2198000000000002,4.9245000000000001,2.0733333658427E-3,1.5163333155214787E-2,1,1]
[40,12,0,1,127.1454,142.0719,8.033333346247673E-3,4.4766669161617756E-3,1,1]
[40,12,20,1,81.297799999999995,98.753600000000006,6.6200001165270805E-3,4.7499998472630978E-3,1,1]
[40,12,40,1,60.471400000000003,64.569199999999995,5.0999997183680534E-3,4.7433334402740002E-3,1,1]
[40,12,60,1,40.830800000000004,43.339500000000001,3.4666666761040688E-3,4.6399999409914017E-3,1,1]
[40,12,80,1,20.2943,19.093599999999999,1.7566666938364506E-3,4.2166667990386486E-3,1,1]
[44,1,0,0,12.5006,12.084,1.021E-2,2.5309999999999999E-2,1,1]
[44,1,20,0,10.681100000000001,10.691800000000001,8.3049999999999999E-3,2.435E-2,1,1,"Q average value interpolated between 0% and 40% values due to anomolous model results"]
[44,1,40,0,8.3521999999999998,8.6422000000000008,6.4000000000000003E-3,2.3390000000000001E-2,1,1]
[44,1,60,0,6.6977000000000002,6.7343000000000002,4.3600000000000002E-3,2.069E-2,1,1]
[44,1,80,0,5.1966999999999999,4.8596000000000004,2.1900000000000001E-3,1.602E-2,1,1]
[44,1,0,1,187.49760000000001,198.23609999999999,8.09E-3,5.2900000000000004E-3,1,1]
[44,1,20,1,113.5887,125.8788,6.5700000000000003E-3,5.5700000000000003E-3,1,1]
[44,1,40,1,78.813199999999995,89.457599999999999,5.0699999999999999E-3,5.4000000000000003E-3,1,1]
[44,1,60,1,53.223100000000002,52.794199999999996,3.4399999999999999E-3,5.1399999999999996E-3,1,1]
[44,1,80,1,28.416399999999999,25.936699999999998,1.72E-3,4.5700000000000003E-3,1,1]
[44,2,0,0,11.6713,11.440200000000001,8.8999999999999999E-3,2.334E-2,1,1]
[44,2,20,0,10.1153,10.088800000000001,7.1400000000000005E-3,2.2374999999999999E-2,1,1,"Q average value interpolated between 0% and 40% values due to anomolous model results"]
[44,2,40,0,8.0427,8.375,5.3800000000000002E-3,2.1409999999999998E-2,1,1]
[44,2,60,0,6.3426999999999998,6.8669000000000002,3.5899999999999999E-3,1.9019999999999999E-2,1,1]
[44,2,80,0,4.9516,5.7416,1.7799999999999999E-3,1.4500000000000001E-2,1,1]
[44,2,0,1,159.46109999999999,188.14680000000001,7.0400000000000003E-3,5.0499999999999998E-3,1,1]
[44,2,20,1,103.92059999999999,118.074,5.5500000000000002E-3,5.2700000000000004E-3,1,1]
[44,2,40,1,77.050600000000003,83.34,4.1700000000000001E-3,5.13E-3,1,1]
[44,2,60,1,50.988500000000002,53.055,2.7699999999999999E-3,4.9199999999999999E-3,1,1]
[44,2,80,1,27.708100000000002,25.803000000000001,1.3799999999999999E-3,4.4000000000000003E-3,1,1]
[44,3,0,0,10.2685,9.6996000000000002,6.7200000000000003E-3,1.8759999999999999E-2,1,1]
[44,3,20,0,8.5393000000000008,8.5908999999999995,5.2100000000000002E-3,1.7809999999999999E-2,1,1,"Q average value interpolated between 0% and 40% values due to anomolous model results"]
[44,3,40,0,6.6974,7.1186999999999996,3.7000000000000002E-3,1.686E-2,1,1]
[44,3,60,0,5.2656999999999998,5.6047000000000002,2.2699999999999999E-3,1.443E-2,1,1]
[44,3,80,0,4.0374999999999996,4.7285000000000004,9.5E-4,1.0120000000000001E-2,1,1]
[44,3,0,1,94.422200000000004,97.450400000000002,5.3899999999999998E-3,4.1399999999999996E-3,1,1]
[44,3,20,1,73.658900000000003,74.466300000000004,4.0200000000000001E-3,4.1000000000000003E-3,1,1]
[44,3,40,1,51.077599999999997,53.757899999999999,2.8300000000000001E-3,3.8E-3,1,1]
[44,3,60,1,0,0,1.7099999999999999E-3,3.4199999999999999E-3,1,1]
[44,3,80,1,0,0,7.1000000000000002E-4,2.8400000000000001E-3,1,1]
[44,4,0,0,8.4762000000000004,7.7629000000000001,4.5300000000000002E-3,1.529E-2,1,1]
[44,4,20,0,7.16,7.0793999999999997,3.4099999999999998E-3,1.443E-2,1,1,"Q average value interpolated between 0% and 40% values due to anomolous model results"]
[44,4,40,0,5.4238999999999997,5.5997000000000003,2.2899999999999999E-3,1.357E-2,1,1]
[44,4,60,0,4.3190999999999997,4.8175999999999997,1.3500000000000001E-3,1.1679999999999999E-2,1,1]
[44,4,80,0,3.5078999999999998,4.0928000000000004,5.6999999999999998E-4,8.1399999999999997E-3,1,1]
[44,4,0,1,0,0,3.3700000000000002E-3,3.32E-3,1,1]
[44,4,20,1,0,0,2.3999999999999998E-3,3.2599999999999999E-3,1,1]
[44,4,40,1,0,0,1.6299999999999999E-3,2.99E-3,1,1]
[44,4,60,1,0,0,9.3999999999999997E-4,2.66E-3,1,1]
[44,4,80,1,0,0,3.8999999999999999E-4,2.2200000000000002E-3,1,1]
[44,5,0,0,7.9539999999999997,7.1386000000000003,3.8800000000000002E-3,1.457E-2,1,1]
[44,5,20,0,6.8954000000000004,6.87,2.9399999999999999E-3,1.38E-2,1,1,"Q average value interpolated between 0% and 40% values due to anomolous model results"]
[44,5,40,0,5.2636000000000003,5.7050999999999998,2E-3,1.303E-2,1,1]
[44,5,60,0,4.5701000000000001,4.8019999999999996,1.1800000000000001E-3,1.11E-2,1,1]
[44,5,80,0,3.4636,3.456,4.8999999999999998E-4,7.8899999999999994E-3,1,1]
[44,5,0,1,0,0,2.0500000000000002E-3,2.64E-3,1,1]
[44,5,20,1,0,0,1.5E-3,2.5000000000000001E-3,1,1]
[44,5,40,1,0,0,1.0399999999999999E-3,2.2399999999999998E-3,1,1]
[44,5,60,1,0,0,6.0999999999999997E-4,1.9300000000000001E-3,1,1]
[44,5,80,1,0,0,2.7E-4,1.5499999999999999E-3,1,1]
[44,6,0,0,7.5205000000000002,5.9183000000000003,3.6900000000000001E-3,1.6490000000000001E-2,1,1]
[44,6,20,0,6.5308999999999999,5.4260000000000002,2.8799999999999997E-3,1.5810000000000001E-2,1,1,"Q average value interpolated between 0% and 40% values due to anomolous model results"]
[44,6,40,0,5.1082000000000001,4.367,2.0699999999999998E-3,1.5129999999999999E-2,1,1]
[44,6,60,0,4.0190999999999999,3.6086999999999998,1.33E-3,1.328E-2,1,1]
[44,6,80,0,3.2927,3.7147000000000001,6.2E-4,1.078E-2,1,1]
[44,6,0,1,0,0,1.64E-3,2.47E-3,1,1]
[44,6,20,1,0,0,1.23E-3,2.3600000000000001E-3,1,1]
[44,6,40,1,0,0,8.9999999999999998E-4,2.16E-3,1,1]
[44,6,60,1,0,0,5.9000000000000003E-4,1.9499999999999999E-3,1,1]
[44,6,80,1,0,0,2.9999999999999997E-4,1.7700000000000001E-3,1,1]
[44,7,0,0,7.2717000000000001,5.6464999999999996,2.97E-3,1.4579999999999999E-2,1,1]
[44,7,20,0,6.1185999999999998,5.3739999999999997,2.3150000000000002E-3,1.396E-2,1,1,"Q average value interpolated between 0% and 40% values due to anomolous model results"]
[44,7,40,0,4.9725000000000001,4.6543000000000001,1.66E-3,1.3339999999999999E-2,1,1]
[44,7,60,0,4.2049000000000003,4.1539000000000001,1.1000000000000001E-3,1.167E-2,1,1]
[44,7,80,0,0,0,5.1999999999999995E-4,9.2300000000000004E-3,1,1]
[44,7,0,1,0,0,8.4000000000000003E-4,1.83E-3,1,1]
[44,7,20,1,0,0,6.3000000000000003E-4,1.73E-3,1,1]
[44,7,40,1,0,0,4.6999999999999999E-4,1.6000000000000001E-3,1,1]
[44,7,60,1,0,0,3.2000000000000003E-4,1.49E-3,1,1]
[44,7,80,1,0,0,1.9000000000000001E-4,1.41E-3,1,1]
[44,8,0,0,7.2633000000000001,6.5526,4.0600000000000002E-3,1.702E-2,1,1]
[44,8,20,0,6.3343999999999996,6.2742000000000004,3.1700000000000001E-3,1.6410000000000001E-2,1,1,"Q average value interpolated between 0% and 40% values due to anomolous model results"]
[44,8,40,0,5.1074000000000002,5.5774999999999997,2.2799999999999999E-3,1.5800000000000002E-2,1,1]
[44,8,60,0,4.3734000000000002,4.9359000000000002,1.5E-3,1.396E-2,1,1]
[44,8,80,0,0,0,7.2999999999999996E-4,1.0959999999999999E-2,1,1]
[44,8,0,1,0,0,8.0000000000000004E-4,1.9499999999999999E-3,1,1]
[44,8,20,1,0,0,6.4999999999999997E-4,1.9300000000000001E-3,1,1]
[44,8,40,1,0,0,5.1999999999999995E-4,1.8500000000000001E-3,1,1]
[44,8,60,1,0,0,4.2999999999999999E-4,1.8500000000000001E-3,1,1]
[44,8,80,1,0,0,3.1E-4,1.8500000000000001E-3,1,1]
[44,9,0,0,8.7745999999999995,8.0365000000000002,5.0600000000000003E-3,1.933E-2,1,1]
[44,9,20,0,7.3148999999999997,6.6535000000000002,4.0049999999999999E-3,1.8610000000000002E-2,1,1,"Q average value interpolated between 0% and 40% values due to anomolous model results"]
[44,9,40,0,5.8470000000000004,5.5989000000000004,2.9499999999999999E-3,1.789E-2,1,1]
[44,9,60,0,4.6677,4.7035,1.97E-3,1.6240000000000001E-2,1,1]
[44,9,80,0,3.4045000000000001,3.0074000000000001,9.8999999999999999E-4,1.2789999999999999E-2,1,1]
[44,9,0,1,0,0,1.9400000000000001E-3,2.8900000000000002E-3,1,1]
[44,9,20,1,0,0,1.5900000000000001E-3,2.81E-3,1,1]
[44,9,40,1,0,0,1.23E-3,2.6099999999999999E-3,1,1]
[44,9,60,1,0,0,8.4999999999999995E-4,2.4099999999999998E-3,1,1]
[44,9,80,1,0,0,4.6999999999999999E-4,2.2300000000000002E-3,1,1]
[44,10,0,0,10.233000000000001,9.4229000000000003,7.7099999999999998E-3,2.332E-2,1,1]
[44,10,20,0,8.6565999999999992,8.2843,6.2249999999999996E-3,2.2510000000000002E-2,1,1,"Q average value interpolated between 0% and 40% values due to anomolous model results"]
[44,10,40,0,6.7361000000000004,6.7576999999999998,4.7400000000000003E-3,2.1700000000000001E-2,1,1]
[44,10,60,0,5.4625000000000004,5.4715999999999996,3.2100000000000002E-3,1.951E-2,1,1]
[44,10,80,0,4.2804000000000002,4.4675000000000002,1.65E-3,1.521E-2,1,1]
[44,10,0,1,109.7556,158.03710000000001,4.0699999999999998E-3,4.15E-3,1,1]
[44,10,20,1,73.6494,102.2625,3.4099999999999998E-3,4.2500000000000003E-3,1,1]
[44,10,40,1,60.266199999999998,71.620500000000007,2.7299999999999998E-3,4.1000000000000003E-3,1,1]
[44,10,60,1,41.96,45.758299999999998,1.97E-3,3.9899999999999996E-3,1,1]
[44,10,80,1,23.0106,22.1693,1.1100000000000001E-3,3.7799999999999999E-3,1,1]
[44,11,0,0,11.956,10.9975,1.0449999999999999E-2,2.6960000000000001E-2,1,1]
[44,11,20,0,10.1442,9.7393999999999998,8.5550000000000001E-3,2.6055000000000002E-2,1,1,"Q average value interpolated between 0% and 40% values due to anomolous model results"]
[44,11,40,0,7.9119000000000002,7.7276999999999996,6.6600000000000001E-3,2.5149999999999999E-2,1,1]
[44,11,60,0,6.2244999999999999,6.2483000000000004,4.6299999999999996E-3,2.264E-2,1,1]
[44,11,80,0,4.8876999999999997,5.0202,2.4399999999999999E-3,1.7940000000000001E-2,1,1]
[44,11,0,1,184.3175,250.50980000000001,7.9100000000000004E-3,5.11E-3,1,1]
[44,11,20,1,129.45519999999999,160.8048,6.7200000000000003E-3,5.4400000000000004E-3,1,1]
[44,11,40,1,83.453900000000004,102.7724,5.3499999999999997E-3,5.4000000000000003E-3,1,1]
[44,11,60,1,51.079000000000001,56.164299999999997,3.81E-3,5.4299999999999999E-3,1,1]
[44,11,80,1,29.003299999999999,27.336300000000001,2.0500000000000002E-3,5.2700000000000004E-3,1,1]
[44,12,0,0,12.802300000000001,11.9148,1.039E-2,2.5739999999999999E-2,1,1]
[44,12,20,0,11.0794,10.4712,8.490000000000001E-3,2.4799999999999999E-2,1,1,"Q average value interpolated between 0% and 40% values due to anomolous model results"]
[44,12,40,0,8.7210000000000001,8.8089999999999993,6.5900000000000004E-3,2.3859999999999999E-2,1,1]
[44,12,60,0,6.7721999999999998,7.0378999999999996,4.5199999999999997E-3,2.1229999999999999E-2,1,1]
[44,12,80,0,5.2355,4.9229000000000003,2.31E-3,1.6469999999999999E-2,1,1]
[44,12,0,1,190.71809999999999,213.1079,9.1199999999999996E-3,5.4000000000000003E-3,1,1]
[44,12,20,1,121.9468,148.13040000000001,7.4400000000000004E-3,5.6699999999999997E-3,1,1]
[44,12,40,1,90.706999999999994,96.853800000000007,5.7200000000000003E-3,5.6299999999999996E-3,1,1]
[44,12,60,1,61.246200000000002,65.009299999999996,3.8899999999999998E-3,5.5100000000000001E-3,1,1]
[44,12,80,1,30.441500000000001,28.6404,1.97E-3,4.9699999999999996E-3,1,1]
[48,1,0,0,12.9556,12.5044,1.1197499930858612E-2,2.7480000630021095E-2,1,1]
[48,1,20,0,10.918100000000001,10.966799999999999,9.1074998490512371E-3,2.6428750716149807E-2,1,1,"Q average value interpolated between 0% and 40% values due to anomolous model results"]
[48,1,40,0,8.4509000000000007,8.7207000000000008,7.0174997672438622E-3,2.5377500802278519E-2,1,1]
[48,1,60,0,6.7530999999999999,6.7164000000000001,4.8325001262128353E-3,2.2435000166296959E-2,1,1]
[48,1,80,0,5.2157,4.8884999999999996,2.4424998555332422E-3,1.7317499965429306E-2,1,1]
[48,1,0,1,189.89689999999999,199.8732,8.9274998754262924E-3,6.2600001692771912E-3,1,1]
[48,1,20,1,123.2518,136.53299999999999,7.2875004261732101E-3,6.1400001868605614E-3,1,1]
[48,1,40,1,82.088399999999993,91.668499999999995,5.5975001305341721E-3,6.107499822974205E-3,1,1]
[48,1,60,1,51.938899999999997,51.515900000000002,3.837500000372529E-3,5.9275003150105476E-3,1,1]
[48,1,80,1,27.549600000000002,25.088100000000001,1.9399999873712659E-3,5.1600001752376556E-3,1,1]
[48,2,0,0,11.9663,11.5924,9.7225001081824303E-3,2.5279998779296875E-2,1,1]
[48,2,20,0,10.2399,10.262700000000001,7.7937501482665539E-3,2.4216249585151672E-2,1,1,"Q average value interpolated between 0% and 40% values due to anomolous model results"]
[48,2,40,0,8.0711999999999993,8.4478000000000009,5.8650001883506775E-3,2.315250039100647E-2,1,1]
[48,2,60,0,6.3936000000000002,6.9005000000000001,3.9550000801682472E-3,2.0552501082420349E-2,1,1]
[48,2,80,0,4.9714,5.7137000000000002,1.9650000613182783E-3,1.5582500025629997E-2,1,1]
[48,2,0,1,159.7671,185.87020000000001,7.7050002291798592E-3,5.9549999423325062E-3,1,1]
[48,2,20,1,113.7961,130.94970000000001,6.1274999752640724E-3,5.8174999430775642E-3,1,1]
[48,2,40,1,77.109499999999997,83.308099999999996,4.5774998143315315E-3,5.7924999855458736E-3,1,1]
[48,2,60,1,48.675199999999997,50.644300000000001,3.0749998986721039E-3,5.6475000455975533E-3,1,1]
[48,2,80,1,26.517900000000001,24.842199999999998,1.5374999493360519E-3,4.9399998970329762E-3,1,1]
[48,3,0,0,10.5113,9.9568999999999992,7.3575000278651714E-3,2.039249986410141E-2,1,1]
[48,3,20,0,8.6876999999999995,8.7640999999999991,5.6987500283867121E-3,1.9332500174641609E-2,1,1,"Q average value interpolated between 0% and 40% values due to anomolous model results"]
[48,3,40,0,6.7408000000000001,7.1835000000000004,4.0400000289082527E-3,1.8272500485181808E-2,1,1]
[48,3,60,0,5.3501000000000003,5.7365000000000004,2.5150000583380461E-3,1.5660000964999199E-2,1,1]
[48,3,80,0,4.1017999999999999,4.7302999999999997,1.0600000387057662E-3,1.0962499305605888E-2,1,1]
[48,3,0,1,95.912700000000001,101.3026,5.8625000528991222E-3,4.844999872148037E-3,1,1]
[48,3,20,1,77.451599999999999,80.873000000000005,4.4399998150765896E-3,4.5449999161064625E-3,1,1]
[48,3,40,1,52.047899999999998,55.282299999999999,3.1024999916553497E-3,4.3000001460313797E-3,1,1]
[48,3,60,1,8.0027000000000008,8.3291000000000004,1.907499972730875E-3,3.9649996906518936E-3,1,1]
[48,3,80,1,4.5115999999999996,4.3438999999999997,8.0249999882653356E-4,3.2224999740719795E-3,1,1]
[48,4,0,0,8.7546999999999997,8.0170999999999992,4.9299998208880424E-3,1.6522500663995743E-2,1,1]
[48,4,20,0,7.2769000000000004,7.2080000000000002,3.7024999037384987E-3,1.5562500339001417E-2,1,1,"Q average value interpolated between 0% and 40% values due to anomolous model results"]
[48,4,40,0,5.4554,5.6272000000000002,2.4749999865889549E-3,1.4602500014007092E-2,1,1]
[48,4,60,0,4.3373999999999997,4.8437000000000001,1.472500036470592E-3,1.2567500583827496E-2,1,1]
[48,4,80,0,3.5253999999999999,4.0956000000000001,6.1749998712912202E-4,8.6924992501735687E-3,1,1]
[48,4,0,1,16.686499999999999,17.282299999999999,3.6824999842792749E-3,3.8850000128149986E-3,1,1]
[48,4,20,1,15.8782,15.125400000000001,2.6625001337379217E-3,3.6024998407810926E-3,1,1]
[48,4,40,1,10.235099999999999,10.3703,1.7874999903142452E-3,3.3574998378753662E-3,1,1]
[48,4,60,1,6.1651999999999996,6.0208000000000004,1.0400000028312206E-3,3.0449999030679464E-3,1,1]
[48,4,80,1,4.4352999999999998,3.8793000000000002,4.3250000453554094E-4,2.4925000034272671E-3,1,1]
[48,5,0,0,8.2102000000000004,7.2778,4.2200000025331974E-3,1.5697499737143517E-2,1,1]
[48,5,20,0,6.9396000000000004,6.9099000000000004,3.1862501055002213E-3,1.4827500097453594E-2,1,1,"Q average value interpolated between 0% and 40% values due to anomolous model results"]
[48,5,40,0,5.2717999999999998,5.6946000000000003,2.1525002084672451E-3,1.3957500457763672E-2,1,1]
[48,5,60,0,4.5144000000000002,4.8331,1.2799999676644802E-3,1.1889999732375145E-2,1,1]
[48,5,80,0,3.5322,3.4782000000000002,5.2750000031664968E-4,8.3675002679228783E-3,1,1]
[48,5,0,1,15.260300000000001,15.8909,2.2774999961256981E-3,3.0900000128895044E-3,1,1]
[48,5,20,1,14.044499999999999,14.3912,1.6700000269338489E-3,2.7749999426305294E-3,1,1]
[48,5,40,1,10.0144,10.464700000000001,1.1475000064820051E-3,2.5300001725554466E-3,1,1]
[48,5,60,1,6.4641000000000002,5.7569999999999997,6.8249995820224285E-4,2.2400000598281622E-3,1,1]
[48,5,80,1,4.2454000000000001,3.0666000000000002,2.9999998514540493E-4,1.7600000137463212E-3,1,1]
[48,6,0,0,7.6337999999999999,6.0434000000000001,3.9749997667968273E-3,1.7549999058246613E-2,1,1]
[48,6,20,0,6.585,5.5618999999999996,3.0899998964741826E-3,1.6792499460279942E-2,1,1,"Q average value interpolated between 0% and 40% values due to anomolous model results"]
[48,6,40,0,5.1420000000000003,4.4409999999999998,2.2050000261515379E-3,1.6034999862313271E-2,1,1]
[48,6,60,0,4.0400999999999998,3.6560999999999999,1.4250000240281224E-3,1.4039999805390835E-2,1,1]
[48,6,80,0,3.2961999999999998,3.7178,6.6000001970678568E-4,1.128000020980835E-2,1,1]
[48,6,0,1,12.1454,10.916499999999999,1.8149999668821692E-3,2.8750000055879354E-3,1,1]
[48,6,20,1,0,0,1.367500051856041E-3,2.6150001212954521E-3,1,1]
[48,6,40,1,8.5449000000000002,7.8362999999999996,9.9249999038875103E-4,2.4325000122189522E-3,1,1]
[48,6,60,1,6.1135999999999999,5.1509,6.5499998163431883E-4,2.2525000385940075E-3,1,1]
[48,6,80,1,0,0,3.3000000985339284E-4,1.9924999214708805E-3,1,1]
[48,7,0,0,7.3906000000000001,5.7256,3.2025000546127558E-3,1.5562500804662704E-2,1,1]
[48,7,20,0,6.0803000000000003,5.3240999999999996,2.4862500140443444E-3,1.485500019043684E-2,1,1,"Q average value interpolated between 0% and 40% values due to anomolous model results"]
[48,7,40,0,4.9467999999999996,4.6387,1.7699999734759331E-3,1.4147499576210976E-2,1,1]
[48,7,60,0,4.2590000000000003,4.1565000000000003,1.1775000020861626E-3,1.2417499907314777E-2,1,1]
[48,7,80,0,0,0,5.5500003509223461E-4,9.687500074505806E-3,1,1]
[48,7,0,1,0,0,9.2000002041459084E-4,2.1100000012665987E-3,1,1]
[48,7,20,1,0,0,6.9500005338340998E-4,1.907499972730875E-3,1,1]
[48,7,40,1,0,0,5.1500002155080438E-4,1.7924999119713902E-3,1,1]
[48,7,60,1,0,0,3.6000000545755029E-4,1.7225000774487853E-3,1,1]
[48,7,80,1,0,0,2.0999999833293259E-4,1.5849999617785215E-3,1,1]
[48,8,0,0,7.4413,6.8029000000000002,4.4025001116096973E-3,1.8212500959634781E-2,1,1]
[48,8,20,0,6.4143999999999997,6.4321999999999999,3.4250000026077032E-3,1.7541250213980675E-2,1,1,"Q average value interpolated between 0% and 40% values due to anomolous model results"]
[48,8,40,0,5.1165000000000003,5.6806000000000001,2.4474998936057091E-3,1.6869999468326569E-2,1,1]
[48,8,60,0,4.3371000000000004,4.9114000000000004,1.610000035725534E-3,1.4777500182390213E-2,1,1]
[48,8,80,0,0,0,7.8000000212341547E-4,1.1554999276995659E-2,1,1]
[48,8,0,1,0,0,9.3249999918043613E-4,2.3199999704957008E-3,1,1]
[48,8,20,1,0,0,7.3249998968094587E-4,2.1425001323223114E-3,1,1]
[48,8,40,1,0,0,6.0000002849847078E-4,2.1174999419599771E-3,1,1]
[48,8,60,1,0,0,5.074999644421041E-4,2.1850001066923141E-3,1,1]
[48,8,80,1,0,0,3.4749999758787453E-4,2.0949998870491982E-3,1,1]
[48,9,0,0,8.9962,8.2197999999999993,5.4399999789893627E-3,2.0617499947547913E-2,1,1]
[48,9,20,0,7.4166999999999996,6.9005000000000001,4.2924999725073576E-3,1.9812500104308128E-2,1,1,"Q average value interpolated between 0% and 40% values due to anomolous model results"]
[48,9,40,0,5.8410000000000002,5.6413000000000002,3.1449999660253525E-3,1.9007500261068344E-2,1,1]
[48,9,60,0,4.6741000000000001,4.6820000000000004,2.1075000986456871E-3,1.7147500067949295E-2,1,1]
[48,9,80,0,3.4220000000000002,3.1480000000000001,1.0499999625608325E-3,1.3497499749064445E-2,1,1]
[48,9,0,1,16.960899999999999,17.171700000000001,2.177499933168292E-3,3.3699998166412115E-3,1,1]
[48,9,20,1,15.3703,18.305900000000001,1.7549999756738544E-3,3.0999998562037945E-3,1,1]
[48,9,40,1,10.021599999999999,9.9149999999999991,1.3475000159814954E-3,2.9275000561028719E-3,1,1]
[48,9,60,1,7.1756000000000002,6.2565999999999997,9.4500003615394235E-4,2.7775000780820847E-3,1,1]
[48,9,80,1,5.0507999999999997,4.0292000000000003,5.1749998237937689E-4,2.4975000414997339E-3,1,1]
[48,10,0,0,10.511200000000001,9.7225000000000001,8.3800004795193672E-3,2.5122500956058502E-2,1,1]
[48,10,20,0,8.7382000000000009,8.3925000000000001,6.7550002131611109E-3,2.4213750846683979E-2,1,1,"Q average value interpolated between 0% and 40% values due to anomolous model results"]
[48,10,40,0,6.7317,6.7572000000000001,5.1299999468028545E-3,2.3305000737309456E-2,1,1]
[48,10,60,0,5.5076999999999998,5.5236000000000001,3.5025000106543303E-3,2.0899999886751175E-2,1,1]
[48,10,80,0,4.3190999999999997,4.4766000000000004,1.7949999310076237E-3,1.6212500631809235E-2,1,1]
[48,10,0,1,115.1857,159.7859,4.5699998736381531E-3,4.889999981969595E-3,1,1]
[48,10,20,1,84.745599999999996,112.26300000000001,3.7599997594952583E-3,4.674999974668026E-3,1,1]
[48,10,40,1,61.387700000000002,70.548299999999998,3.014999907463789E-3,4.629999864846468E-3,1,1]
[48,10,60,1,41.058399999999999,43.4724,2.2025001235306263E-3,4.6025002375245094E-3,1,1]
[48,10,80,1,22.768999999999998,21.617100000000001,1.2274999171495438E-3,4.2399996891617775E-3,1,1]
[48,11,0,0,12.333500000000001,11.3019,1.1432499624788761E-2,2.9167499393224716E-2,1,1]
[48,11,20,0,10.3843,10.014699999999999,9.3549997545778751E-3,2.8164999559521675E-2,1,1,"Q average value interpolated between 0% and 40% values due to anomolous model results"]
[48,11,40,0,7.9903000000000004,7.8068999999999997,7.2774998843669891E-3,2.7162499725818634E-2,1,1]
[48,11,60,0,6.2949000000000002,6.3285,5.1024998538196087E-3,2.4404998868703842E-2,1,1]
[48,11,80,0,4.8853999999999997,5.0034999999999998,2.6924998965114355E-3,1.9239999353885651E-2,1,1]
[48,11,0,1,194.51070000000001,252.18620000000001,8.8424999266862869E-3,6.0274996794760227E-3,1,1]
[48,11,20,1,140.26410000000001,171.84100000000001,7.4149998836219311E-3,5.9724999591708183E-3,1,1]
[48,11,40,1,85.585700000000003,102.84780000000001,5.9024998918175697E-3,6.0975002124905586E-3,1,1]
[48,11,60,1,49.540799999999997,53.937800000000003,4.2349998839199543E-3,6.2424996867775917E-3,1,1]
[48,11,80,1,27.7516,25.919899999999998,2.2774999961256981E-3,5.8900001458823681E-3,1,1]
[48,12,0,0,13.163600000000001,12.2386,1.1425000615417957E-2,2.8012499213218689E-2,1,1]
[48,12,20,0,11.3005,10.7514,9.3350003007799387E-3,2.6979999616742134E-2,1,1,"Q average value interpolated between 0% and 40% values due to anomolous model results"]
[48,12,40,0,8.7994000000000003,8.8571000000000009,7.2449999861419201E-3,2.5947500020265579E-2,1,1]
[48,12,60,0,6.8536000000000001,7.0804999999999998,5.0274999812245369E-3,2.3074999451637268E-2,1,1]
[48,12,80,0,5.2751000000000001,4.9748000000000001,2.5799998547881842E-3,1.7839999869465828E-2,1,1]
[48,12,0,1,190.768,210.64850000000001,1.0042499750852585E-2,6.3575003296136856E-3,1,1]
[48,12,20,1,134.11519999999999,158.36760000000001,8.2325004041194916E-3,6.2499996274709702E-3,1,1]
[48,12,40,1,90.455200000000005,96.831900000000005,6.3074999488890171E-3,6.3725002110004425E-3,1,1]
[48,12,60,1,58.229100000000003,62.259300000000003,4.3425001204013824E-3,6.3399998471140862E-3,1,1]
[48,12,80,1,29.384599999999999,27.492899999999999,2.2175000049173832E-3,5.6050000712275505E-3,1,1]
[52,1,0,0,13.410500000000001,12.924799999999999,1.2184999883174896E-2,2.9649998992681503E-2,1,1]
[52,1,20,0,11.155200000000001,11.241899999999999,9.9100000225007534E-3,2.8507499024271965E-2,1,1,"Q average value interpolated between 0% and 40% values due to anomolous model results"]
[52,1,40,0,8.5495999999999999,8.7992000000000008,7.6350001618266106E-3,2.7364999055862427E-2,1,1]
[52,1,60,0,6.8085000000000004,6.6984000000000004,5.305000115185976E-3,2.4179998785257339E-2,1,1]
[52,1,80,0,5.2347999999999999,4.9173,2.6949997991323471E-3,1.8614999949932098E-2,1,1]
[52,1,0,1,192.2963,201.5102,9.7649991512298584E-3,7.2300001047551632E-3,1,1]
[52,1,20,1,132.91489999999999,147.18709999999999,8.0050006508827209E-3,6.7099998705089092E-3,1,1]
[52,1,40,1,85.363699999999994,93.879400000000004,6.1250003054738045E-3,6.8149999715387821E-3,1,1]
[52,1,60,1,50.654600000000002,50.237499999999997,4.2349998839199543E-3,6.7150001414120197E-3,1,1]
[52,1,80,1,26.6828,24.2395,2.1599999163299799E-3,5.7500000111758709E-3,1,1]
[52,2,0,0,12.2613,11.7447,1.0545000433921814E-2,2.7219999581575394E-2,1,1]
[52,2,20,0,10.364599999999999,10.436500000000001,8.4475001785904169E-3,2.6057499460875988E-2,1,1,"Q average value interpolated between 0% and 40% values due to anomolous model results"]
[52,2,40,0,8.0997000000000003,8.5206,6.3499999232590199E-3,2.4894999340176582E-2,1,1]
[52,2,60,0,6.4444999999999997,6.9340999999999999,4.3199998326599598E-3,2.2084999829530716E-2,1,1]
[52,2,80,0,4.9912000000000001,5.6859000000000002,2.1500000730156898E-3,1.6665000468492508E-2,1,1]
[52,2,0,1,160.07310000000001,183.59360000000001,8.3699999377131462E-3,6.8600000813603401E-3,1,1]
[52,2,20,1,123.6716,143.8254,6.705000065267086E-3,6.3650002703070641E-3,1,1]
[52,2,40,1,77.168400000000005,83.276200000000003,4.9850000068545341E-3,6.4550000242888927E-3,1,1]
[52,2,60,1,46.361800000000002,48.233600000000003,3.3800001256167889E-3,6.3749998807907104E-3,1,1]
[52,2,80,1,25.3277,23.881499999999999,1.6949999844655395E-3,5.4799998179078102E-3,1,1]
[52,3,0,0,10.754200000000001,10.2141,7.9950001090764999E-3,2.2025000303983688E-2,1,1]
[52,3,20,0,8.8361000000000001,8.9373000000000005,6.1874999664723873E-3,2.0855000242590904E-2,1,1,"Q average value interpolated between 0% and 40% values due to anomolous model results"]
[52,3,40,0,6.7842000000000002,7.2484000000000002,4.3799998238682747E-3,1.968500018119812E-2,1,1]
[52,3,60,0,5.4345999999999997,5.8682999999999996,2.7600000612437725E-3,1.6890000551939011E-2,1,1]
[52,3,80,0,4.1660000000000004,4.7321999999999997,1.1700000613927841E-3,1.1804999783635139E-2,1,1]
[52,3,0,1,97.403199999999998,105.15470000000001,6.335000041872263E-3,5.5499998852610588E-3,1,1]
[52,3,20,1,81.244200000000006,87.279799999999994,4.8599997535347939E-3,4.9900002777576447E-3,1,1]
[52,3,40,1,53.018300000000004,56.806800000000003,3.3749998547136784E-3,4.8000002279877663E-3,1,1]
[52,3,60,1,16.005400000000002,16.658200000000001,2.1049999631941319E-3,4.5099998824298382E-3,1,1]
[52,3,80,1,9.0230999999999995,8.6879000000000008,8.9499994646757841E-4,3.6050002090632915E-3,1,1]
[52,4,0,0,9.0330999999999992,8.2712000000000003,5.3300000727176666E-3,1.7754999920725822E-2,1,1]
[52,4,20,0,7.3936999999999999,7.3365999999999998,3.9950000355020165E-3,1.6695000231266022E-2,1,1,"Q average value interpolated between 0% and 40% values due to anomolous model results"]
[52,4,40,0,5.4869000000000003,5.6547999999999998,2.6599999982863665E-3,1.5635000541806221E-2,1,1]
[52,4,60,0,4.3558000000000003,4.8699000000000003,1.5950000379234552E-3,1.3454999774694443E-2,1,1]
[52,4,80,0,3.5428999999999999,4.0983999999999998,6.6499999957159162E-4,9.244999848306179E-3,1,1]
[52,4,0,1,33.372999999999998,34.564700000000002,3.9949999190866947E-3,4.4499998912215233E-3,1,1]
[52,4,20,1,31.756499999999999,30.250800000000002,2.9250001534819603E-3,3.9450000040233135E-3,1,1]
[52,4,40,1,20.470300000000002,20.740500000000001,1.9449999090284109E-3,3.7249999586492777E-3,1,1]
[52,4,60,1,12.330399999999999,12.041700000000001,1.1399999493733048E-3,3.4300000406801701E-3,1,1]
[52,4,80,1,8.8704999999999998,7.7587000000000002,4.7500000800937414E-4,2.7649998664855957E-3,1,1]
[52,5,0,0,8.4664000000000001,7.4169,4.5599997974932194E-3,1.6824999824166298E-2,1,1]
[52,5,20,0,6.9836999999999998,6.9497,3.4324999433010817E-3,1.5854999888688326E-2,1,1,"Q average value interpolated between 0% and 40% values due to anomolous model results"]
[52,5,40,0,5.28,5.6840999999999999,2.3050000891089439E-3,1.4884999953210354E-2,1,1]
[52,5,60,0,4.4585999999999997,4.8642000000000003,1.3800000306218863E-3,1.2679999694228172E-2,1,1]
[52,5,80,0,3.6008,3.5004,5.6499999482184649E-4,8.8449995964765549E-3,1,1]
[52,5,0,1,30.520600000000002,31.7818,2.5049999821931124E-3,3.5399999469518661E-3,1,1]
[52,5,20,1,28.088999999999999,28.782299999999999,1.8400000408291817E-3,3.0499999411404133E-3,1,1]
[52,5,40,1,20.0288,20.929500000000001,1.2550000101327896E-3,2.8200000524520874E-3,1,1]
[52,5,60,1,12.928100000000001,11.513999999999999,7.5499998638406396E-4,2.5499998591840267E-3,1,1]
[52,5,80,1,8.4907000000000004,6.1332000000000004,3.3000000985339284E-4,1.9700000993907452E-3,1,1]
[52,6,0,0,7.7470999999999997,6.1684000000000001,4.2599998414516449E-3,1.8610000610351563E-2,1,1]
[52,6,20,0,6.6391,5.6978,3.2999999821186066E-3,1.7775001004338264E-2,1,1,"Q average value interpolated between 0% and 40% values due to anomolous model results"]
[52,6,40,0,5.1757999999999997,4.5149999999999997,2.3400001227855682E-3,1.6940001398324966E-2,1,1]
[52,6,60,0,4.0609999999999999,3.7033999999999998,1.5199999324977398E-3,1.4799999073147774E-2,1,1]
[52,6,80,0,3.2997000000000001,3.7208999999999999,6.99999975040555E-4,1.1780000291764736E-2,1,1]
[52,6,0,1,24.290800000000001,21.832899999999999,1.9900000188499689E-3,3.2799998298287392E-3,1,1]
[52,6,20,1,0,0,1.5050000511109829E-3,2.8699999675154686E-3,1,1]
[52,6,40,1,17.089700000000001,15.672499999999999,1.0849999962374568E-3,2.7049998752772808E-3,1,1]
[52,6,60,1,12.2273,10.3017,7.2000001091510057E-4,2.5550001300871372E-3,1,1]
[52,6,80,1,0,0,3.6000000545755029E-4,2.2149998694658279E-3,1,1]
[52,7,0,0,7.5095999999999998,5.8047000000000004,3.4349998459219933E-3,1.6545001417398453E-2,1,1]
[52,7,20,0,6.0419,5.2742000000000004,2.6574998628348112E-3,1.5750000718981028E-2,1,1,"Q average value interpolated between 0% and 40% values due to anomolous model results"]
[52,7,40,0,4.9210000000000003,4.6230000000000002,1.8799998797476292E-3,1.4955000020563602E-2,1,1]
[52,7,60,0,4.3132000000000001,4.1589999999999998,1.2550000101327896E-3,1.3164999894797802E-2,1,1]
[52,7,80,0,0,0,5.90000010561198E-4,1.014500018209219E-2,1,1]
[52,7,0,1,0,0,9.9999993108212948E-4,2.3900000378489494E-3,1,1]
[52,7,20,1,0,0,7.6000002445653081E-4,2.0850000437349081E-3,1,1]
[52,7,40,1,0,0,5.6000001495704055E-4,1.9849999807775021E-3,1,1]
[52,7,60,1,0,0,3.9999998989515007E-4,1.9549999851733446E-3,1,1]
[52,7,80,1,0,0,2.3000000510364771E-4,1.7600000137463212E-3,1,1]
[52,8,0,0,7.6192000000000002,7.0532000000000004,4.7450000420212746E-3,1.9404999911785126E-2,1,1]
[52,8,20,0,6.4943999999999997,6.5903,3.6800000816583633E-3,1.8672499805688858E-2,1,1,"Q average value interpolated between 0% and 40% values due to anomolous model results"]
[52,8,40,0,5.1257000000000001,5.7836999999999996,2.6150001212954521E-3,1.793999969959259E-2,1,1]
[52,8,60,0,4.3007,4.8868999999999998,1.7200000584125519E-3,1.5595000237226486E-2,1,1]
[52,8,80,0,0,0,8.3000003360211849E-4,1.2149999849498272E-2,1,1]
[52,8,0,1,0,0,1.0649999603629112E-3,2.6899999938905239E-3,1,1]
[52,8,20,1,0,0,8.1500003580003977E-4,2.3550000041723251E-3,1,1]
[52,8,40,1,0,0,6.7999999737367034E-4,2.3849999997764826E-3,1,1]
[52,8,60,1,0,0,5.8499997248873115E-4,2.5200000964105129E-3,1,1]
[52,8,80,1,0,0,3.850000211969018E-4,2.3399998899549246E-3,1,1]
[52,9,0,0,9.2178000000000004,8.4032,5.8199996128678322E-3,2.1905001252889633E-2,1,1]
[52,9,20,0,7.5183999999999997,7.1474000000000002,4.5799998333677649E-3,2.1015001460909843E-2,1,1,"Q average value interpolated between 0% and 40% values due to anomolous model results"]
[52,9,40,0,5.8349000000000002,5.6836000000000002,3.3400000538676977E-3,2.0125001668930054E-2,1,1]
[52,9,60,0,4.6805000000000003,4.6604999999999999,2.245000097900629E-3,1.805499941110611E-2,1,1]
[52,9,80,0,3.4394999999999998,3.2886000000000002,1.1100000701844692E-3,1.4204999431967735E-2,1,1]
[52,9,0,1,33.921900000000001,34.343400000000003,2.41499999538064E-3,3.8499999791383743E-3,1,1]
[52,9,20,1,30.740600000000001,36.611699999999999,1.9199999514967203E-3,3.3899999689310789E-3,1,1]
[52,9,40,1,20.043199999999999,19.829999999999998,1.4649999793618917E-3,3.2450000289827585E-3,1,1]
[52,9,60,1,14.351100000000001,12.513199999999999,1.0400000028312206E-3,3.1449999660253525E-3,1,1]
[52,9,80,1,10.1015,8.0584000000000007,5.6499999482184649E-4,2.7649998664855957E-3,1,1]
[52,10,0,0,10.789400000000001,10.022,9.0500004589557648E-3,2.6925001293420792E-2,1,1]
[52,10,20,0,8.8198000000000008,8.5006000000000004,7.2850002907216549E-3,2.5917500257492065E-2,1,1,"Q average value interpolated between 0% and 40% values due to anomolous model results"]
[52,10,40,0,6.7271999999999998,6.7568000000000001,5.520000122487545E-3,2.4909999221563339E-2,1,1]
[52,10,60,0,5.5528000000000004,5.5754999999999999,3.7949997931718826E-3,2.2289998829364777E-2,1,1]
[52,10,80,0,4.3578999999999999,4.4856999999999996,1.9399999873712659E-3,1.7215000465512276E-2,1,1]
[52,10,0,1,120.6159,161.53469999999999,5.0699999555945396E-3,5.6300000287592411E-3,1,1]
[52,10,20,1,95.841899999999995,122.2636,4.1100000962615013E-3,5.1000001840293407E-3,1,1]
[52,10,40,1,62.5092,69.475999999999999,3.2999999821186066E-3,5.1600001752376556E-3,1,1]
[52,10,60,1,40.1569,41.186500000000002,2.4350001476705074E-3,5.2150003612041473E-3,1,1]
[52,10,80,1,22.5273,21.065000000000001,1.344999996945262E-3,4.6999999321997166E-3,1,1]
[52,11,0,0,12.711,11.606299999999999,1.2414999306201935E-2,3.1374998390674591E-2,1,1]
[52,11,20,0,10.6244,10.289899999999999,1.0154999792575836E-2,3.0274998396635056E-2,1,1,"Q average value interpolated between 0% and 40% values due to anomolous model results"]
[52,11,40,0,8.0686,7.8860999999999999,7.8950002789497375E-3,2.917499840259552E-2,1,1]
[52,11,60,0,6.3654000000000002,6.4088000000000003,5.5749998427927494E-3,2.6170000433921814E-2,1,1]
[52,11,80,0,4.8832000000000004,4.9867999999999997,2.9449998401105404E-3,2.0539999008178711E-2,1,1]
[52,11,0,1,204.7038,253.86250000000001,9.7749996930360794E-3,6.9450000301003456E-3,1,1]
[52,11,20,1,151.07300000000001,182.87719999999999,8.1099998205900192E-3,6.5049999393522739E-3,1,1]
[52,11,40,1,87.717500000000001,102.9233,6.4550000242888927E-3,6.795000284910202E-3,1,1]
[52,11,60,1,48.002600000000001,51.711300000000001,4.6600000932812691E-3,7.0549999363720417E-3,1,1]
[52,11,80,1,26.4999,24.503499999999999,2.5049999821931124E-3,6.5099997445940971E-3,1,1]
[52,12,0,0,13.524900000000001,12.5624,1.2460000813007355E-2,3.0285000801086426E-2,1,1]
[52,12,20,0,11.5215,11.031499999999999,1.0180000215768814E-2,2.9160000383853912E-2,1,1,"Q average value interpolated between 0% and 40% values due to anomolous model results"]
[52,12,40,0,8.8779000000000003,8.9052000000000007,7.8999996185302734E-3,2.8034999966621399E-2,1,1]
[52,12,60,0,6.9349999999999996,7.1230000000000002,5.5350000038743019E-3,2.491999976336956E-2,1,1]
[52,12,80,0,5.3147000000000002,5.0267999999999997,2.8499998152256012E-3,1.9209999591112137E-2,1,1]
[52,12,0,1,190.81790000000001,208.1891,1.0964999906718731E-2,7.3150000534951687E-3,1,1]
[52,12,20,1,146.28360000000001,168.60489999999999,9.0250000357627869E-3,6.829999852925539E-3,1,1]
[52,12,40,1,90.203400000000002,96.81,6.8950001150369644E-3,7.1149999275803566E-3,1,1]
[52,12,60,1,55.2121,59.509300000000003,4.7949999570846558E-3,7.1700001135468483E-3,1,1]
[52,12,80,1,28.3278,26.345400000000001,2.4649999104440212E-3,6.2400000169873238E-3,1,1]
[56,1,0,0,13.865500000000001,13.3451,1.317249983549118E-2,3.1819999217987061E-2,1,1]
[56,1,20,0,11.392200000000001,11.5169,1.0712499730288982E-2,3.0586249195039272E-2,1,1,"Q average value interpolated between 0% and 40% values due to anomolous model results"]
[56,1,40,0,8.6483000000000008,8.8775999999999993,8.2524996250867844E-3,2.9352499172091484E-2,1,1]
[56,1,60,0,6.8639000000000001,6.6805000000000003,5.7775001041591167E-3,2.5924999266862869E-2,1,1]
[56,1,80,0,5.2538999999999998,4.9461000000000004,2.9474999755620956E-3,1.9912499934434891E-2,1,1]
[56,1,0,1,194.69560000000001,203.1473,1.0602499358355999E-2,8.2000000402331352E-3,1,1]
[56,1,20,1,142.578,157.84119999999999,8.7224999442696571E-3,7.2799995541572571E-3,1,1]
[56,1,40,1,88.638900000000007,96.090299999999999,6.6525000147521496E-3,7.5225001201033592E-3,1,1]
[56,1,60,1,49.3703,48.959200000000003,4.6325000002980232E-3,7.5024999678134918E-3,1,1]
[56,1,80,1,25.816099999999999,23.390799999999999,2.3799999617040157E-3,6.3399998471140862E-3,1,1]
[56,2,0,0,12.5563,11.8969,1.1367499828338623E-2,2.9160000383853912E-2,1,1]
[56,2,20,0,10.4892,10.610300000000001,9.1012497432529926E-3,2.7898749336600304E-2,1,1,"Q average value interpolated between 0% and 40% values due to anomolous model results"]
[56,2,40,0,8.1281999999999996,8.5935000000000006,6.8349996581673622E-3,2.6637498289346695E-2,1,1]
[56,2,60,0,6.4954000000000001,6.9676999999999998,4.6850000508129597E-3,2.3617498576641083E-2,1,1]
[56,2,80,0,5.0110000000000001,5.6580000000000004,2.3350000847131014E-3,1.7747499048709869E-2,1,1]
[56,2,0,1,160.3792,181.31700000000001,9.0350005775690079E-3,7.7650002203881741E-3,1,1]
[56,2,20,1,133.547,156.7011,7.2825001552700996E-3,6.9125001318752766E-3,1,1]
[56,2,40,1,77.227199999999996,83.244299999999996,5.3925001993775368E-3,7.1175000630319118E-3,1,1]
[56,2,60,1,44.048400000000001,45.822899999999997,3.6850001197308302E-3,7.1024997159838676E-3,1,1]
[56,2,80,1,24.137599999999999,22.9207,1.852500019595027E-3,6.0200002044439316E-3,1,1]
[56,3,0,0,10.997,10.471399999999999,8.6324997246265411E-3,2.3657498881220818E-2,1,1]
[56,3,20,0,8.9845000000000006,9.1104000000000003,6.6762499045580626E-3,2.2377499379217625E-2,1,1,"Q average value interpolated between 0% and 40% values due to anomolous model results"]
[56,3,40,0,6.8276000000000003,7.3132000000000001,4.720000084489584E-3,2.1097499877214432E-2,1,1]
[56,3,60,0,5.5190000000000001,6.0000999999999998,3.0050000641494989E-3,1.8120000138878822E-2,1,1]
[56,3,80,0,4.2302999999999997,4.734,1.2799999676644802E-3,1.2647500261664391E-2,1,1]
[56,3,0,1,98.893699999999995,109.0068,6.8075000308454037E-3,6.2549998983740807E-3,1,1]
[56,3,20,1,85.036900000000003,93.686599999999999,5.2800001576542854E-3,5.4350001737475395E-3,1,1]
[56,3,40,1,53.988599999999998,58.331200000000003,3.6474999506026506E-3,5.2999998442828655E-3,1,1]
[56,3,60,1,24.007999999999999,24.987300000000001,2.3024999536573887E-3,5.0550000742077827E-3,1,1]
[56,3,80,1,13.534700000000001,13.0318,9.8749995231628418E-4,3.9874999783933163E-3,1,1]
[56,4,0,0,9.3116000000000003,8.5252999999999997,5.7300003245472908E-3,1.8987499177455902E-2,1,1]
[56,4,20,0,7.5106000000000002,7.4652000000000003,4.2875001672655344E-3,1.7827499657869339E-2,1,1,"Q average value interpolated between 0% and 40% values due to anomolous model results"]
[56,4,40,0,5.5183999999999997,5.6822999999999997,2.845000009983778E-3,1.6667500138282776E-2,1,1]
[56,4,60,0,4.3742000000000001,4.8959999999999999,1.7175000393763185E-3,1.4342499896883965E-2,1,1]
[56,4,80,0,3.5602999999999998,4.1012000000000004,7.1250001201406121E-4,9.7975004464387894E-3,1,1]
[56,4,0,1,50.059600000000003,51.847000000000001,4.3075000867247581E-3,5.0150002352893353E-3,1,1]
[56,4,20,1,47.634700000000002,45.376100000000001,3.1874999403953552E-3,4.2874999344348907E-3,1,1]
[56,4,40,1,30.705400000000001,31.110800000000001,2.1025000605732203E-3,4.0925000794231892E-3,1,1]
[56,4,60,1,18.4955,18.0625,1.2400000123307109E-3,3.81499994546175E-3,1,1]
[56,4,80,1,13.3058,11.638,5.1749998237937689E-4,3.037499962374568E-3,1,1]
[56,5,0,0,8.7226999999999997,7.556,4.9000000581145287E-3,1.7952499911189079E-2,1,1]
[56,5,20,0,7.0278,6.9896000000000003,3.6787500139325857E-3,1.6882499679923058E-2,1,1,"Q average value interpolated between 0% and 40% values due to anomolous model results"]
[56,5,40,0,5.2881999999999998,5.6737000000000002,2.4574999697506428E-3,1.5812499448657036E-2,1,1]
[56,5,60,0,4.4028999999999998,4.8952999999999998,1.4800000935792923E-3,1.34699996560812E-2,1,1]
[56,5,80,0,3.6695000000000002,3.5226000000000002,6.0249998932704329E-4,9.3224998563528061E-3,1,1]
[56,5,0,1,45.780900000000003,47.672800000000002,2.7324999682605267E-3,3.9900001138448715E-3,1,1]
[56,5,20,1,42.133499999999998,43.173499999999997,2.0099999383091927E-3,3.3249999396502972E-3,1,1]
[56,5,40,1,30.043199999999999,31.394200000000001,1.3625000137835741E-3,3.1099999323487282E-3,1,1]
[56,5,60,1,19.392199999999999,17.271000000000001,8.2750001456588507E-4,2.8599998913705349E-3,1,1]
[56,5,80,1,12.7361,9.1998999999999995,3.6000000545755029E-4,2.1800000686198473E-3,1,1]
[56,6,0,0,7.8604000000000003,6.2934999999999999,4.5449999161064625E-3,1.9670000299811363E-2,1,1]
[56,6,20,0,6.6932,5.8335999999999997,3.5099999513477087E-3,1.8757500685751438E-2,1,1,"Q average value interpolated between 0% and 40% values due to anomolous model results"]
[56,6,40,0,5.2096999999999998,4.5890000000000004,2.4749999865889549E-3,1.7845001071691513E-2,1,1]
[56,6,60,0,4.0819999999999999,3.7507999999999999,1.614999957382679E-3,1.5559999272227287E-2,1,1]
[56,6,80,0,3.3031999999999999,3.7241,7.3999998858198524E-4,1.2280000373721123E-2,1,1]
[56,6,0,1,36.436199999999999,32.749400000000001,2.1649999544024467E-3,3.6849998869001865E-3,1,1]
[56,6,20,1,0,0,1.6425000503659248E-3,3.1249998137354851E-3,1,1]
[56,6,40,1,25.634599999999999,23.508800000000001,1.1775000020861626E-3,2.9774999711662531E-3,1,1]
[56,6,60,1,18.340900000000001,15.4526,7.8500004019588232E-4,2.8574999887496233E-3,1,1]
[56,6,80,1,0,0,3.9000000106170774E-4,2.437500050291419E-3,1,1]
[56,7,0,0,7.6285999999999996,5.8838999999999997,3.6674998700618744E-3,1.7527500167489052E-2,1,1]
[56,7,20,0,6.0034999999999998,5.2243000000000004,2.8287499444559216E-3,1.6645000316202641E-2,1,1,"Q average value interpolated between 0% and 40% values due to anomolous model results"]
[56,7,40,0,4.8952999999999998,4.6074000000000002,1.9900000188499689E-3,1.5762500464916229E-2,1,1]
[56,7,60,0,4.3673000000000002,4.1615000000000002,1.3325000181794167E-3,1.3912499882280827E-2,1,1]
[56,7,80,0,0,0,6.2499998603016138E-4,1.0602500289678574E-2,1,1]
[56,7,0,1,0,0,1.0799999581649899E-3,2.6700000744313002E-3,1,1]
[56,7,20,1,0,0,8.2499999552965164E-4,2.2624998819082975E-3,1,1]
[56,7,40,1,0,0,6.0500000836327672E-4,2.177499933168292E-3,1,1]
[56,7,60,1,0,0,4.3999997433274984E-4,2.1875000093132257E-3,1,1]
[56,7,80,1,0,0,2.4999998277053237E-4,1.9350000657141209E-3,1,1]
[56,8,0,0,7.7972000000000001,7.3034999999999997,5.0874999724328518E-3,2.0597498863935471E-2,1,1]
[56,8,20,0,6.5743999999999998,6.7483000000000004,3.9350000442937016E-3,1.9803749397397041E-2,1,1,"Q average value interpolated between 0% and 40% values due to anomolous model results"]
[56,8,40,0,5.1348000000000003,5.8868,2.7825001161545515E-3,1.9009999930858612E-2,1,1]
[56,8,60,0,4.2643000000000004,4.8624999999999998,1.829999964684248E-3,1.6412500292062759E-2,1,1]
[56,8,80,0,0,0,8.800000068731606E-4,1.2745000422000885E-2,1,1]
[56,8,0,1,0,0,1.1975000379607081E-3,3.060000017285347E-3,1,1]
[56,8,20,1,0,0,8.9750002371147275E-4,2.5674998760223389E-3,1,1]
[56,8,40,1,0,0,7.599999662488699E-4,2.652500057592988E-3,1,1]
[56,8,60,1,0,0,6.6249998053535819E-4,2.8550000861287117E-3,1,1]
[56,8,80,1,0,0,4.2250001570209861E-4,2.584999892860651E-3,1,1]
[56,9,0,0,9.4393999999999991,8.5864999999999991,6.199999712407589E-3,2.3192500695586205E-2,1,1]
[56,9,20,0,7.6200999999999999,7.3943000000000003,4.867499927058816E-3,2.2217500954866409E-2,1,1,"Q average value interpolated between 0% and 40% values due to anomolous model results"]
[56,9,40,0,5.8289,5.726,3.535000141710043E-3,2.1242501214146614E-2,1,1]
[56,9,60,0,4.6870000000000003,4.6390000000000002,2.382500097155571E-3,1.8962500616908073E-2,1,1]
[56,9,80,0,3.4569999999999999,3.4291,1.1700000613927841E-3,1.49125000461936E-2,1,1]
[56,9,0,1,50.882800000000003,51.515099999999997,2.6524998247623444E-3,4.3299999088048935E-3,1,1]
[56,9,20,1,46.110900000000001,54.9176,2.0849998109042645E-3,3.6800000816583633E-3,1,1]
[56,9,40,1,30.064800000000002,29.745000000000001,1.5825000591576099E-3,3.5625000018626451E-3,1,1]
[56,9,60,1,21.526700000000002,18.7698,1.1350000277161598E-3,3.5124998539686203E-3,1,1]
[56,9,80,1,15.1523,12.0877,6.1250000726431608E-4,3.0324999243021011E-3,1,1]
[56,10,0,0,11.0677,10.3216,9.7200004383921623E-3,2.8727499768137932E-2,1,1]
[56,10,20,0,8.9014000000000006,8.6088000000000005,7.8150001354515553E-3,2.7621249668300152E-2,1,1,"Q average value interpolated between 0% and 40% values due to anomolous model results"]
[56,10,40,0,6.7228000000000003,6.7563000000000004,5.9099998325109482E-3,2.6514999568462372E-2,1,1]
[56,10,60,0,5.5979000000000001,5.6275000000000004,4.0874998085200787E-3,2.3679999634623528E-2,1,1]
[56,10,80,0,4.3966000000000003,4.4947999999999997,2.0850000437349081E-3,1.8217500299215317E-2,1,1]
[56,10,0,1,126.0461,163.2835,5.5700000375509262E-3,6.3700000755488873E-3,1,1]
[56,10,20,1,106.93810000000001,132.26419999999999,4.459999967366457E-3,5.5250003933906555E-3,1,1]
[56,10,40,1,63.630800000000001,68.403700000000001,3.5850000567734241E-3,5.690000019967556E-3,1,1]
[56,10,60,1,39.255299999999998,38.900599999999997,2.6674999389797449E-3,5.8275000192224979E-3,1,1]
[56,10,80,1,22.285699999999999,20.512899999999998,1.4625000767409801E-3,5.1600001752376556E-3,1,1]
[56,11,0,0,13.0885,11.9107,1.3397499918937683E-2,3.3582501113414764E-2,1,1]
[56,11,20,0,10.8645,10.565200000000001,1.0954999830573797E-2,3.238500002771616E-2,1,1,"Q average value interpolated between 0% and 40% values due to anomolous model results"]
[56,11,40,0,8.1470000000000002,7.9652000000000003,8.5124997422099113E-3,3.1187498942017555E-2,1,1]
[56,11,60,0,6.4358000000000004,6.4889999999999999,6.0474998317658901E-3,2.7935000136494637E-2,1,1]
[56,11,80,0,4.8808999999999996,4.9701000000000004,3.1975000165402889E-3,2.184000052511692E-2,1,1]
[56,11,0,1,214.89699999999999,255.53890000000001,1.0707500390708447E-2,7.8624999150633812E-3,1,1]
[56,11,20,1,161.8818,193.9134,8.8049992918968201E-3,7.0374999195337296E-3,1,1]
[56,11,40,1,89.849299999999999,102.9987,7.0075001567602158E-3,7.4925003573298454E-3,1,1]
[56,11,60,1,46.464300000000001,49.4848,5.0849998369812965E-3,7.8675001859664917E-3,1,1]
[56,11,80,1,25.248200000000001,23.087,2.7324999682605267E-3,7.1299998089671135E-3,1,1]
[56,12,0,0,13.886200000000001,12.886200000000001,1.3495000079274178E-2,3.2557498663663864E-2,1,1]
[56,12,20,0,11.7425,11.3116,1.1024999897927046E-2,3.1339999288320541E-2,1,1,"Q average value interpolated between 0% and 40% values due to anomolous model results"]
[56,12,40,0,8.9564000000000004,8.9533000000000005,8.5549997165799141E-3,3.0122499912977219E-2,1,1]
[56,12,60,0,7.0164,7.1654999999999998,6.0425000265240669E-3,2.6765000075101852E-2,1,1]
[56,12,80,0,5.3543000000000003,5.0788000000000002,3.1200000084936619E-3,2.0580001175403595E-2,1,1]
[56,12,0,1,190.86779999999999,205.72970000000001,1.1887500062584877E-2,8.2724997773766518E-3,1,1]
[56,12,20,1,158.4521,178.84219999999999,9.8174996674060822E-3,7.4100000783801079E-3,1,1]
[56,12,40,1,89.951599999999999,96.787999999999997,7.4825002811849117E-3,7.8575005754828453E-3,1,1]
[56,12,60,1,52.195099999999996,56.759300000000003,5.2475002594292164E-3,7.9999994486570358E-3,1,1]
[56,12,80,1,27.271000000000001,25.197900000000001,2.7125000488013029E-3,6.874999962747097E-3,1,1]
[60,1,0,0,14.320499999999999,13.765499999999999,1.4160000000000001E-2,3.3989999999999999E-2,1,1]
[60,1,20,0,11.629200000000001,11.7919,1.1515000000000001E-2,3.2665E-2,1,1,"Q average value interpolated between 0% and 40% values due to anomolous model results"]
[60,1,40,0,8.7469999999999999,8.9560999999999993,8.8699999999999994E-3,3.134E-2,1,1]
[60,1,60,0,6.9192999999999998,6.6624999999999996,6.2500000000000003E-3,2.767E-2,1,1]
[60,1,80,0,5.2729999999999997,4.9749999999999996,3.2000000000000002E-3,2.121E-2,1,1]
[60,1,0,1,197.0949,204.7843,1.1440000000000001E-2,9.1699999999999993E-3,1,1]
[60,1,20,1,152.24109999999999,168.49539999999999,9.4400000000000005E-3,7.8499999999999993E-3,1,1]
[60,1,40,1,91.914100000000005,98.301199999999994,7.1799999999999998E-3,8.2299999999999995E-3,1,1]
[60,1,60,1,48.086100000000002,47.680900000000001,5.0299999999999997E-3,8.2900000000000005E-3,1,1]
[60,1,80,1,24.949300000000001,22.542200000000001,2.5999999999999999E-3,6.9300000000000004E-3,1,1]
[60,2,0,0,12.8513,12.049200000000001,1.2189999999999999E-2,3.1099999999999999E-2,1,1]
[60,2,20,0,10.613899999999999,10.7841,9.7549999999999998E-3,2.9739999999999999E-2,1,1,"Q average value interpolated between 0% and 40% values due to anomolous model results"]
[60,2,40,0,8.1565999999999992,8.6662999999999997,7.3200000000000001E-3,2.8379999999999999E-2,1,1]
[60,2,60,0,6.5462999999999996,7.0012999999999996,5.0499999999999998E-3,2.5149999999999999E-2,1,1]
[60,2,80,0,5.0308999999999999,5.6302000000000003,2.5200000000000001E-3,1.883E-2,1,1]
[60,2,0,1,160.68520000000001,179.04040000000001,9.7000000000000003E-3,8.6700000000000006E-3,1,1]
[60,2,20,1,143.42250000000001,169.57669999999999,7.8600000000000007E-3,7.4599999999999996E-3,1,1]
[60,2,40,1,77.286100000000005,83.212400000000002,5.7999999999999996E-3,7.7799999999999996E-3,1,1]
[60,2,60,1,41.735100000000003,43.412199999999999,3.9899999999999996E-3,7.8300000000000002E-3,1,1]
[60,2,80,1,22.947399999999998,21.959900000000001,2.0100000000000001E-3,6.5599999999999999E-3,1,1]
[60,3,0,0,11.239800000000001,10.7287,9.2700000000000005E-3,2.529E-2,1,1]
[60,3,20,0,9.1328999999999994,9.2835999999999999,7.1650000000000004E-3,2.3899999999999998E-2,1,1,"Q average value interpolated between 0% and 40% values due to anomolous model results"]
[60,3,40,0,6.8710000000000004,7.3780000000000001,5.0600000000000003E-3,2.2509999999999999E-2,1,1]
[60,3,60,0,5.6033999999999997,6.1318999999999999,3.2499999999999999E-3,1.9349999999999999E-2,1,1]
[60,3,80,0,4.2945000000000002,4.7358000000000002,1.39E-3,1.349E-2,1,1]
[60,3,0,1,100.3841,112.85890000000001,7.28E-3,6.96E-3,1,1]
[60,3,20,1,88.829499999999996,100.0934,5.7000000000000002E-3,5.8799999999999998E-3,1,1]
[60,3,40,1,54.959000000000003,59.855600000000003,3.9199999999999999E-3,5.7999999999999996E-3,1,1]
[60,3,60,1,32.0107,33.316400000000002,2.5000000000000001E-3,5.5999999999999999E-3,1,1]
[60,3,80,1,18.046299999999999,17.375699999999998,1.08E-3,4.3699999999999998E-3,1,1]
[60,4,0,0,9.59,8.7794000000000008,6.13E-3,2.0219999999999998E-2,1,1]
[60,4,20,0,7.6273999999999997,7.5937999999999999,4.5799999999999999E-3,1.8959999999999998E-2,1,1,"Q average value interpolated between 0% and 40% values due to anomolous model results"]
[60,4,40,0,5.5499000000000001,5.7098000000000004,3.0300000000000001E-3,1.77E-2,1,1]
[60,4,60,0,4.3925999999999998,4.9222000000000001,1.8400000000000001E-3,1.523E-2,1,1]
[60,4,80,0,3.5777999999999999,4.1040999999999999,7.6000000000000004E-4,1.035E-2,1,1]
[60,4,0,1,66.746099999999998,69.129400000000004,4.62E-3,5.5799999999999999E-3,1,1]
[60,4,20,1,63.512999999999998,60.5015,3.4499999999999999E-3,4.6299999999999996E-3,1,1]
[60,4,40,1,40.9405,41.481000000000002,2.2599999999999999E-3,4.4600000000000004E-3,1,1]
[60,4,60,1,24.660699999999999,24.083400000000001,1.34E-3,4.1999999999999997E-3,1,1]
[60,4,80,1,17.741,15.517300000000001,5.5999999999999995E-4,3.31E-3,1,1]
[60,5,0,0,8.9788999999999994,7.6951999999999998,5.2399999999999999E-3,1.908E-2,1,1]
[60,5,20,0,7.0720000000000001,7.0294999999999996,3.9249999999999997E-3,1.7910000000000002E-2,1,1,"Q average value interpolated between 0% and 40% values due to anomolous model results"]
[60,5,40,0,5.2964000000000002,5.6631999999999998,2.6099999999999999E-3,1.6740000000000001E-2,1,1]
[60,5,60,0,4.3472,4.9263000000000003,1.58E-3,1.426E-2,1,1]
[60,5,80,0,3.7381000000000002,3.5448,6.4000000000000005E-4,9.7999999999999997E-3,1,1]
[60,5,0,1,61.041200000000003,63.563699999999997,2.96E-3,4.4400000000000004E-3,1,1]
[60,5,20,1,56.177999999999997,57.564599999999999,2.1800000000000001E-3,3.5999999999999999E-3,1,1]
[60,5,40,1,40.057600000000001,41.858899999999998,1.47E-3,3.3999999999999998E-3,1,1]
[60,5,60,1,25.856300000000001,23.027999999999999,8.9999999999999998E-4,3.1700000000000001E-3,1,1]
[60,5,80,1,16.9815,12.266500000000001,3.8999999999999999E-4,2.3900000000000002E-3,1,1]
[60,6,0,0,7.9736000000000002,6.4184999999999999,4.8300000000000001E-3,2.0729999999999998E-2,1,1]
[60,6,20,0,6.7473000000000001,5.9695,3.7200000000000002E-3,1.9740000000000001E-2,1,1,"Q average value interpolated between 0% and 40% values due to anomolous model results"]
[60,6,40,0,5.2435,4.6630000000000003,2.6099999999999999E-3,1.8749999999999999E-2,1,1]
[60,6,60,0,4.1029999999999998,3.7982,1.7099999999999999E-3,1.6320000000000001E-2,1,1]
[60,6,80,0,3.3067000000000002,3.7271999999999998,7.7999999999999999E-4,1.278E-2,1,1]
[60,6,0,1,48.581600000000002,43.665799999999997,2.3400000000000001E-3,4.0899999999999999E-3,1,1]
[60,6,20,1,0,0,1.7799999999999999E-3,3.3800000000000002E-3,1,1]
[60,6,40,1,34.179499999999997,31.344999999999999,1.2700000000000001E-3,3.2499999999999999E-3,1,1]
[60,6,60,1,24.454499999999999,20.6035,8.4999999999999995E-4,3.16E-3,1,1]
[60,6,80,1,0,0,4.2000000000000002E-4,2.66E-3,1,1]
[60,7,0,0,7.7474999999999996,5.9630000000000001,3.8999999999999998E-3,1.8509999999999999E-2,1,1]
[60,7,20,0,5.9652000000000003,5.1745000000000001,3.0000000000000001E-3,1.754E-2,1,1,"Q average value interpolated between 0% and 40% values due to anomolous model results"]
[60,7,40,0,4.8696000000000002,4.5918000000000001,2.0999999999999999E-3,1.6570000000000001E-2,1,1]
[60,7,60,0,4.4214000000000002,4.1639999999999997,1.41E-3,1.4659999999999999E-2,1,1]
[60,7,80,0,0,0,6.6E-4,1.106E-2,1,1]
[60,7,0,1,0,0,1.16E-3,2.9499999999999999E-3,1,1]
[60,7,20,1,0,0,8.8999999999999995E-4,2.4399999999999999E-3,1,1]
[60,7,40,1,0,0,6.4999999999999997E-4,2.3700000000000001E-3,1,1]
[60,7,60,1,0,0,4.8000000000000001E-4,2.4199999999999998E-3,1,1]
[60,7,80,1,0,0,2.7E-4,2.1099999999999999E-3,1,1]
[60,8,0,0,7.9752000000000001,7.5537000000000001,5.4299999999999999E-3,2.179E-2,1,1]
[60,8,20,0,6.6543999999999999,6.9063999999999997,4.1900000000000001E-3,2.0935000000000002E-2,1,1,"Q average value interpolated between 0% and 40% values due to anomolous model results"]
[60,8,40,0,5.1439000000000004,5.9897999999999998,2.9499999999999999E-3,2.0080000000000001E-2,1,1]
[60,8,60,0,4.2279999999999998,4.8380000000000001,1.9400000000000001E-3,1.7229999999999999E-2,1,1]
[60,8,80,0,0,0,9.3000000000000005E-4,1.3339999999999999E-2,1,1]
[60,8,0,1,0,0,1.33E-3,3.4299999999999999E-3,1,1]
[60,8,20,1,0,0,9.7999999999999997E-4,2.7799999999999999E-3,1,1]
[60,8,40,1,0,0,8.4000000000000003E-4,2.9199999999999999E-3,1,1]
[60,8,60,1,0,0,7.3999999999999999E-4,3.1900000000000001E-3,1,1]
[60,8,80,1,0,0,4.6000000000000001E-4,2.8300000000000001E-3,1,1]
[60,9,0,0,9.6610999999999994,8.7698,6.5799999999999999E-3,2.4479999999999998E-2,1,1]
[60,9,20,0,7.7218999999999998,7.6412000000000004,5.1549999999999999E-3,2.342E-2,1,1,"Q average value interpolated between 0% and 40% values due to anomolous model results"]
[60,9,40,0,5.8228,5.7683999999999997,3.7299999999999998E-3,2.2360000000000001E-2,1,1]
[60,9,60,0,4.6933999999999996,4.6174999999999997,2.5200000000000001E-3,1.9869999999999999E-2,1,1]
[60,9,80,0,3.4744999999999999,3.5697000000000001,1.23E-3,1.562E-2,1,1]
[60,9,0,1,67.843800000000002,68.686800000000005,2.8900000000000002E-3,4.81E-3,1,1]
[60,9,20,1,61.481200000000001,73.223500000000001,2.2499999999999998E-3,3.9699999999999996E-3,1,1]
[60,9,40,1,40.086399999999998,39.659999999999997,1.6999999999999999E-3,3.8800000000000002E-3,1,1]
[60,9,60,1,28.702200000000001,25.026499999999999,1.23E-3,3.8800000000000002E-3,1,1]
[60,9,80,1,20.202999999999999,16.116900000000001,6.6E-4,3.3E-3,1,1]
[60,10,0,0,11.3459,10.6211,1.039E-2,3.0530000000000002E-2,1,1]
[60,10,20,0,8.9829000000000008,8.7170000000000005,8.345E-3,2.9325E-2,1,1,"Q average value interpolated between 0% and 40% values due to anomolous model results"]
[60,10,40,0,6.7183999999999999,6.7558999999999996,6.3E-3,2.8119999999999999E-2,1,1]
[60,10,60,0,5.6429999999999998,5.6794000000000002,4.3800000000000002E-3,2.5069999999999999E-2,1,1]
[60,10,80,0,4.4352999999999998,4.5038999999999998,2.2300000000000002E-3,1.9220000000000001E-2,1,1]
[60,10,0,1,131.47630000000001,165.03229999999999,6.0699999999999999E-3,7.11E-3,1,1]
[60,10,20,1,118.0343,142.2647,4.81E-3,5.9500000000000004E-3,1,1]
[60,10,40,1,64.752300000000005,67.331500000000005,3.8700000000000002E-3,6.2199999999999998E-3,1,1]
[60,10,60,1,38.353700000000003,36.614699999999999,2.8999999999999998E-3,6.4400000000000004E-3,1,1]
[60,10,80,1,22.044,19.960799999999999,1.58E-3,5.62E-3,1,1]
[60,11,0,0,13.465999999999999,12.2151,1.438E-2,3.5790000000000002E-2,1,1]
[60,11,20,0,11.1046,10.8405,1.1755E-2,3.4494999999999998E-2,1,1,"Q average value interpolated between 0% and 40% values due to anomolous model results"]
[60,11,40,0,8.2254000000000005,8.0443999999999996,9.1299999999999992E-3,3.32E-2,1,1]
[60,11,60,0,6.5061999999999998,6.5693000000000001,6.5199999999999998E-3,2.9700000000000001E-2,1,1]
[60,11,80,0,4.8787000000000003,4.9534000000000002,3.4499999999999999E-3,2.3140000000000001E-2,1,1]
[60,11,0,1,225.09020000000001,257.21530000000001,1.1639999999999999E-2,8.7799999999999996E-3,1,1]
[60,11,20,1,172.69069999999999,204.9496,9.4999999999999998E-3,7.5700000000000003E-3,1,1]
[60,11,40,1,91.981200000000001,103.0741,7.5599999999999999E-3,8.1899999999999994E-3,1,1]
[60,11,60,1,44.926099999999998,47.258299999999998,5.5100000000000001E-3,8.6800000000000002E-3,1,1]
[60,11,80,1,23.996500000000001,21.6706,2.96E-3,7.7499999999999999E-3,1,1]
[60,12,0,0,14.2475,13.210100000000001,1.453E-2,3.483E-2,1,1]
[60,12,20,0,11.9635,11.591799999999999,1.1869999999999999E-2,3.3520000000000001E-2,1,1,"Q average value interpolated between 0% and 40% values due to anomolous model results"]
[60,12,40,0,9.0348000000000006,9.0014000000000003,9.2099999999999994E-3,3.2210000000000003E-2,1,1]
[60,12,60,0,7.0978000000000003,7.2081,6.5500000000000003E-3,2.861E-2,1,1]
[60,12,80,0,5.3940000000000001,5.1307999999999998,3.3899999999999998E-3,2.1950000000000001E-2,1,1]
[60,12,0,1,190.9177,203.27029999999999,1.281E-2,9.2300000000000004E-3,1,1]
[60,12,20,1,170.62049999999999,189.0795,1.061E-2,7.9900000000000006E-3,1,1]
[60,12,40,1,89.699799999999996,96.766099999999994,8.0700000000000008E-3,8.6E-3,1,1]
[60,12,60,1,49.178100000000001,54.009399999999999,5.7000000000000002E-3,8.8299999999999993E-3,1,1]
[60,12,80,1,26.214200000000002,24.0504,2.96E-3,7.5100000000000002E-3,1,1]

{"sheet":"Vancouver","index":21,"n_rows":721,"n_cols":12,"rows_kept":721,"cut":false,"hidden":true,"merged":[]}
["Rainfall","Month","Infiltration","Flow Control","Storm Duration Avg (hr)","Storm Duration SD (hr)","Flow Avg (cfs)","Flow SD (cfs)","Duration Distribution Type","Flow distribution type"]
[40,1,0,0,11.5709,10.881399999999999,8.6400000000000001E-3,2.1049999999999999E-2,1,1,null,"distribution types"]
[40,1,20,0,9.9578000000000007,9.6056000000000008,5.5900000000000004E-3,1.864E-2,1,1,null,"0 - normal"]
[40,1,40,0,7.7702999999999998,7.9242999999999997,5.28E-3,1.9359999999999999E-2,1,1,null,"1 - log normal"]
[40,1,60,0,6.2760999999999996,6.2786999999999997,3.5300000000000002E-3,1.7059999999999999E-2,1,1,null,"2 - logistic"]
[40,1,80,0,4.8869999999999996,4.6845999999999997,1.7700000000000001E-3,1.3169999999999999E-2,1,1]
[40,1,0,1,0,0,7.1300000000000001E-3,3.6600000000000001E-3,1,1]
[40,1,20,1,0,0,5.7299999999999999E-3,3.8700000000000002E-3,1,1]
[40,1,40,1,0,0,4.3099999999999996E-3,3.8400000000000001E-3,1,1]
[40,1,60,1,0,0,2.8900000000000002E-3,3.7799999999999999E-3,1,1]
[40,1,80,1,0,0,1.42E-3,3.2499999999999999E-3,1,1]
[40,2,0,0,10.9457,9.9763999999999999,7.7200000000000003E-3,1.9709999999999998E-2,1,1]
[40,2,20,0,9.6113,9.3763000000000005,4.7699999999999999E-3,1.7100000000000001E-2,1,1]
[40,2,40,0,7.6791999999999998,8.1679999999999993,4.5999999999999999E-3,1.804E-2,1,1]
[40,2,60,0,6.0845000000000002,7.0862999999999996,3.0100000000000001E-3,1.5779999999999999E-2,1,1]
[40,2,80,0,4.7081,4.8895,1.47E-3,1.205E-2,1,1]
[40,2,0,1,0,0,6.4200000000000004E-3,3.2100000000000002E-3,1,1]
[40,2,20,1,0,0,5.0400000000000002E-3,3.4399999999999999E-3,1,1]
[40,2,40,1,0,0,3.6700000000000001E-3,3.5100000000000001E-3,1,1]
[40,2,60,1,0,0,2.3600000000000001E-3,3.5899999999999999E-3,1,1]
[40,2,80,1,0,0,1.15E-3,3.16E-3,1,1]
[40,3,0,0,9.6061999999999994,8.6943000000000001,5.9899999999999997E-3,1.6129999999999999E-2,1,1]
[40,3,20,0,8.2469000000000001,7.87,3.48E-3,1.379E-2,1,1]
[40,3,40,0,6.4752999999999998,6.5551000000000004,3.2799999999999999E-3,1.456E-2,1,1]
[40,3,60,0,5.0651999999999999,5.0712999999999999,1.98E-3,1.2200000000000001E-2,1,1]
[40,3,80,0,3.7090999999999998,3.7033,7.9000000000000001E-4,8.3000000000000001E-3,1,1]
[40,3,0,1,0,0,5.3299999999999997E-3,2.7100000000000002E-3,1,1]
[40,3,20,1,0,0,3.9300000000000003E-3,2.8400000000000001E-3,1,1]
[40,3,40,1,0,0,2.7000000000000001E-3,2.7100000000000002E-3,1,1]
[40,3,60,1,0,0,1.57E-3,2.48E-3,1,1]
[40,3,80,1,0,0,6.2E-4,1.9400000000000001E-3,1,1]
[40,4,0,0,8.1580999999999992,7.2502000000000004,4.2900000000000004E-3,1.388E-2,1,1]
[40,4,20,0,7.1914999999999996,6.7178000000000004,3.2550000000000001E-3,1.3145E-2,1,1]
[40,4,40,0,5.3860000000000001,5.2127999999999997,2.2200000000000002E-3,1.2409999999999999E-2,1,1]
[40,4,60,0,4.1410999999999998,4.5182000000000002,1.33E-3,1.052E-2,1,1]
[40,4,80,0,3.3151999999999999,3.7778,5.5999999999999995E-4,7.3200000000000001E-3,1,1]
[40,4,0,1,0,0,3.4199999999999999E-3,2.2100000000000002E-3,1,1]
[40,4,20,1,0,0,2.32E-3,2.2499999999999998E-3,1,1]
[40,4,40,1,0,0,1.5299999999999999E-3,2.16E-3,1,1]
[40,4,60,1,0,0,8.8000000000000003E-4,2.0600000000000002E-3,1,1]
[40,4,80,1,0,0,3.6000000000000002E-4,1.7099999999999999E-3,1,1]
[40,5,0,0,7.7206000000000001,6.6078999999999999,3.8899999999999998E-3,1.406E-2,1,1]
[40,5,20,0,6.7821999999999996,6.2358000000000002,2.9949999999999998E-3,1.3434999999999999E-2,1,1]
[40,5,40,0,5.4711999999999996,5.3594999999999997,2.0999999999999999E-3,1.281E-2,1,1]
[40,5,60,0,4.5468999999999999,4.4932999999999996,1.2899999999999999E-3,1.0829999999999999E-2,1,1]
[40,5,80,0,3.2805,2.9045000000000001,5.6999999999999998E-4,8.1099999999999992E-3,1,1]
[40,5,0,1,0,0,2.1900000000000001E-3,1.9400000000000001E-3,1,1]
[40,5,20,1,0,0,1.6000000000000001E-3,1.9300000000000001E-3,1,1]
[40,5,40,1,0,0,1.1199999999999999E-3,1.7899999999999999E-3,1,1]
[40,5,60,1,0,0,6.8999999999999997E-4,1.6199999999999999E-3,1,1]
[40,5,80,1,0,0,3.1E-4,1.2899999999999999E-3,1,1]
[40,6,0,0,7.5206,5.9905999999999997,3.6600000000000001E-3,1.4619999999999999E-2,1,1]
[40,6,20,0,6.4104000000000001,5.2633999999999999,2.8649999999999999E-3,1.404E-2,1,1]
[40,6,40,0,5.1416000000000004,4.8178999999999998,2.0699999999999998E-3,1.346E-2,1,1]
[40,6,60,0,4.3263999999999996,4.1871,1.34E-3,1.154E-2,1,1]
[40,6,80,0,3.4241999999999999,3.8246000000000002,6.3000000000000003E-4,8.9700000000000005E-3,1,1]
[40,6,0,1,0,0,1.8E-3,1.89E-3,1,1]
[40,6,20,1,0,0,1.3600000000000001E-3,1.89E-3,1,1]
[40,6,40,1,0,0,9.8999999999999999E-4,1.7700000000000001E-3,1,1]
[40,6,60,1,0,0,6.4000000000000005E-4,1.65E-3,1,1]
[40,6,80,1,0,0,3.1E-4,1.39E-3,1,1]
[40,7,0,0,6.5621999999999998,4.5033000000000003,2.5999999999999999E-3,1.247E-2,1,1]
[40,7,20,0,5.4667000000000003,4.3175999999999997,2.0249999999999999E-3,1.2019999999999999E-2,1,1]
[40,7,40,0,4.6471,3.7742,1.4499999999999999E-3,1.157E-2,1,1]
[40,7,60,0,0,0,9.6000000000000002E-4,1.043E-2,1,1]
[40,7,80,0,0,0,4.6000000000000001E-4,7.0600000000000003E-3,1,1]
[40,7,0,1,0,0,7.9000000000000001E-4,1.2899999999999999E-3,1,1]
[40,7,20,1,0,0,5.8E-4,1.23E-3,1,1]
[40,7,40,1,0,0,4.0999999999999999E-4,1.1299999999999999E-3,1,1]
[40,7,60,1,0,0,2.7E-4,1.0300000000000001E-3,1,1]
[40,7,80,1,0,0,1.3999999999999999E-4,8.8000000000000003E-4,1,1]
[40,8,0,0,7.0374999999999996,6.0503999999999998,3.8800000000000002E-3,1.592E-2,1,1]
[40,8,20,0,5.9961000000000002,5.7918000000000003,3.0500000000000002E-3,1.536E-2,1,1]
[40,8,40,0,4.9501999999999997,5.0426000000000002,2.2200000000000002E-3,1.4800000000000001E-2,1,1]
[40,8,60,0,4.2647000000000004,3.9142999999999999,1.47E-3,1.336E-2,1,1]
[40,8,80,0,0,0,7.5000000000000002E-4,1.0580000000000001E-2,1,1]
[40,8,0,1,0,0,7.3999999999999999E-4,1.4599999999999999E-3,1,1]
[40,8,20,1,0,0,5.9999999999999995E-4,1.4400000000000001E-3,1,1]
[40,8,40,1,0,0,4.8000000000000001E-4,1.3699999999999999E-3,1,1]
[40,8,60,1,0,0,3.8000000000000002E-4,1.3699999999999999E-3,1,1]
[40,8,80,1,0,0,2.7E-4,1.3500000000000001E-3,1,1]
[40,9,0,0,8.4955999999999996,6.8253000000000004,4.8300000000000001E-3,1.857E-2,1,1]
[40,9,20,0,7.4931999999999999,6.7327000000000004,3.8649999999999999E-3,1.7904999999999997E-2,1,1]
[40,9,40,0,5.8354999999999997,5.5641999999999996,2.8999999999999998E-3,1.7239999999999998E-2,1,1]
[40,9,60,0,4.6985000000000001,4.7270000000000003,1.9499999999999999E-3,1.5630000000000002E-2,1,1]
[40,9,80,0,3.5385,3.3473999999999999,1.01E-3,1.2500000000000001E-2,1,1]
[40,9,0,1,0,0,1.72E-3,2.0100000000000001E-3,1,1]
[40,9,20,1,0,0,1.4E-3,2.0500000000000002E-3,1,1]
[40,9,40,1,0,0,1.1000000000000001E-3,1.97E-3,1,1]
[40,9,60,1,0,0,7.9000000000000001E-4,1.9499999999999999E-3,1,1]
[40,9,80,1,0,0,4.6000000000000001E-4,1.8799999999999999E-3,1,1]
[40,10,0,0,9.4776000000000007,8.4738000000000007,6.5599999999999999E-3,2.0129999999999999E-2,1,1]
[40,10,20,0,8.2464999999999993,7.8929999999999998,5.2750000000000002E-3,1.9505000000000002E-2,1,1]
[40,10,40,0,6.4177,6.3033000000000001,3.9899999999999996E-3,1.8880000000000001E-2,1,1]
[40,10,60,0,5.2088000000000001,5.1936999999999998,2.7000000000000001E-3,1.678E-2,1,1]
[40,10,80,0,3.9337,3.7427000000000001,1.3799999999999999E-3,1.3310000000000001E-2,1,1]
[40,10,0,1,0,0,3.2799999999999999E-3,2.63E-3,1,1]
[40,10,20,1,0,0,2.82E-3,2.8500000000000001E-3,1,1]
[40,10,40,1,0,0,2.2699999999999999E-3,2.8999999999999998E-3,1,1]
[40,10,60,1,0,0,1.6199999999999999E-3,3.0000000000000001E-3,1,1]
[40,10,80,1,0,0,8.8999999999999995E-4,2.8400000000000001E-3,1,1]
[40,11,0,0,11.4155,10.328900000000001,8.94E-3,2.2540000000000001E-2,1,1]
[40,11,20,0,9.8609000000000009,9.4827999999999992,6.13E-3,2.044E-2,1,1]
[40,11,40,0,7.8093000000000004,7.4245999999999999,5.5900000000000004E-3,2.0979999999999999E-2,1,1]
[40,11,60,0,5.97,5.9825999999999997,3.81E-3,1.8749999999999999E-2,1,1]
[40,11,80,0,4.8574000000000002,5.0338000000000003,2E-3,1.4829999999999999E-2,1,1]
[40,11,0,1,0,0,6.1000000000000004E-3,3.1800000000000001E-3,1,1]
[40,11,20,1,0,0,5.3899999999999998E-3,3.63E-3,1,1]
[40,11,40,1,0,0,4.3299999999999996E-3,3.7699999999999999E-3,1,1]
[40,11,60,1,0,0,3.0999999999999999E-3,4.0000000000000001E-3,1,1]
[40,11,80,1,0,0,1.67E-3,3.7699999999999999E-3,1,1]
[40,12,0,0,11.8636,11.0909,8.7899999999999992E-3,2.162E-2,1,1]
[40,12,20,0,10.451599999999999,9.6229999999999993,6.1199999999999996E-3,1.9740000000000001E-2,1,1]
[40,12,40,0,8.0771999999999995,7.8589000000000002,5.4599999999999996E-3,1.9890000000000001E-2,1,1]
[40,12,60,0,6.4291999999999998,6.6647999999999996,3.6900000000000001E-3,1.762E-2,1,1]
[40,12,80,0,5.1079999999999997,4.8638000000000003,1.89E-3,1.366E-2,1,1]
[40,12,0,1,0,0,7.4900000000000001E-3,3.2299999999999998E-3,1,1]
[40,12,20,1,0,0,6.3E-3,3.5300000000000002E-3,1,1]
[40,12,40,1,0,0,4.79E-3,3.7000000000000002E-3,1,1]
[40,12,60,1,0,0,3.1800000000000001E-3,3.9100000000000003E-3,1,1]
[40,12,80,1,0,0,1.6199999999999999E-3,3.5000000000000001E-3,1,1]
[44,1,0,0,12.061199999999999,11.5505,9.5399999991059303E-3,2.301499992609024E-2,1,1]
[44,1,20,0,10.1586,9.8750999999999998,6.2600001692771912E-3,2.0475000143051147E-2,1,1]
[44,1,40,0,7.8852000000000002,8.1181999999999999,5.8399997651576996E-3,2.1135000512003899E-2,1,1]
[44,1,60,0,6.3754,6.3480999999999996,3.9349999278783798E-3,1.8629999831318855E-2,1,1]
[44,1,80,0,4.9425999999999997,4.6898999999999997,1.9399999873712659E-3,1.4144999906420708E-2,1,1]
[44,1,0,1,104.0219,122.61069999999999,7.8999996185302734E-3,4.4249999336898327E-3,1,1]
[44,1,20,1,55.941600000000001,67.482900000000001,6.380000151693821E-3,4.6899998560547829E-3,1,1]
[44,1,40,1,36.446399999999997,45.086399999999998,4.8099998384714127E-3,4.6699997037649155E-3,1,1]
[44,1,60,1,23.937799999999999,26.3933,3.2399999909102917E-3,4.4299997389316559E-3,1,1]
[44,1,80,1,12.4024,11.627800000000001,1.5750000020489097E-3,3.8300000596791506E-3,1,1]
[44,2,0,0,11.3668,10.483599999999999,8.5150003433227539E-3,2.1554999053478241E-2,1,1]
[44,2,20,0,9.8651,9.6044,5.3249998018145561E-3,1.8780000507831573E-2,1,1]
[44,2,40,0,7.7393000000000001,8.1890000000000001,5.0800000317394733E-3,1.9724998623132706E-2,1,1]
[44,2,60,0,6.2126999999999999,7.1917,3.3450000919401646E-3,1.7195001244544983E-2,1,1]
[44,2,80,0,4.6976000000000004,5.1448999999999998,1.610000035725534E-3,1.2974999845027924E-2,1,1]
[44,2,0,1,78.493099999999998,96.948999999999998,7.0599997416138649E-3,3.905000165104866E-3,1,1]
[44,2,20,1,47.457099999999997,56.652700000000003,5.5600004270672798E-3,4.2200000025331974E-3,1,1]
[44,2,40,1,29.1676,34.425699999999999,4.0649999864399433E-3,4.3099997565150261E-3,1,1]
[44,2,60,1,20.298100000000002,22.012499999999999,2.6500001549720764E-3,4.2099999263882637E-3,1,1]
[44,2,80,1,11.3657,11.127599999999999,1.2799999676644802E-3,3.7099998444318771E-3,1,1]
[44,3,0,0,9.9061000000000003,9.0006000000000004,6.6299997270107269E-3,1.7769999802112579E-2,1,1]
[44,3,20,0,8.4321000000000002,7.9701000000000004,3.9200000464916229E-3,1.5285000205039978E-2,1,1]
[44,3,40,0,6.5224000000000002,6.5316999999999998,3.6499998532235622E-3,1.602499932050705E-2,1,1]
[44,3,60,0,5.0819000000000001,5.1641000000000004,2.2249999456107616E-3,1.3429999351501465E-2,1,1]
[44,3,80,0,3.7275,3.7067000000000001,8.800000068731606E-4,9.0299993753433228E-3,1,1]
[44,3,0,1,39.340299999999999,47.095599999999997,5.780000239610672E-3,3.3049997873604298E-3,1,1]
[44,3,20,1,29.024000000000001,34.503,4.3150000274181366E-3,3.4349998459219933E-3,1,1]
[44,3,40,1,18.569700000000001,20.4392,2.9799998737871647E-3,3.2799998298287392E-3,1,1]
[44,3,60,1,14.2546,18.779399999999999,1.7699999734759331E-3,2.9400000348687172E-3,1,1]
[44,3,80,1,7.6037999999999997,7.8860000000000001,6.9499999517574906E-4,2.3250000085681677E-3,1,1]
[44,4,0,0,8.4907000000000004,7.4287000000000001,4.7150002792477608E-3,1.5174999833106995E-2,1,1]
[44,4,20,0,7.3040000000000003,6.8766999999999996,3.5750000970438123E-3,1.43649997189641E-2,1,1]
[44,4,40,0,5.3998999999999997,5.2255000000000003,2.4349999148398638E-3,1.3554999604821205E-2,1,1]
[44,4,60,0,4.1802999999999999,4.5327999999999999,1.4700000174343586E-3,1.1464999988675117E-2,1,1]
[44,4,80,0,3.2452999999999999,3.7528999999999999,6.0500000836327672E-4,7.825000211596489E-3,1,1]
[44,4,0,1,0,0,3.6899999249726534E-3,2.6950000319629908E-3,1,1]
[44,4,20,1,0,0,2.5800000876188278E-3,2.744999947026372E-3,1,1]
[44,4,40,1,0,0,1.7200000584125519E-3,2.6249999646097422E-3,1,1]
[44,4,60,1,0,0,1.0049999691545963E-3,2.4200000334531069E-3,1,1]
[44,4,80,1,0,0,4.0499999886378646E-4,1.999999862164259E-3,1,1]
[44,5,0,0,8.0547000000000004,6.9509999999999996,4.3199998326599598E-3,1.5344999730587006E-2,1,1]
[44,5,20,0,6.7969999999999997,6.3105000000000002,3.3224999206140637E-3,1.4624999836087227E-2,1,1]
[44,5,40,0,5.4836999999999998,5.3739999999999997,2.3250000085681677E-3,1.3904999941587448E-2,1,1]
[44,5,60,0,4.5221,4.5541,1.4349999837577343E-3,1.1700000613927841E-2,1,1]
[44,5,80,0,3.2801999999999998,2.8992,6.1500002630054951E-4,8.6099999025464058E-3,1,1]
[44,5,0,1,0,0,2.4399999529123306E-3,2.3799999617040157E-3,1,1]
[44,5,20,1,0,0,1.8100000452250242E-3,2.3550000041723251E-3,1,1]
[44,5,40,1,0,0,1.2700000079348683E-3,2.1800000686198473E-3,1,1]
[44,5,60,1,0,0,7.8500004019588232E-4,1.930000027641654E-3,1,1]
[44,5,80,1,0,0,3.499999875202775E-4,1.5650000423192978E-3,1,1]
[44,6,0,0,7.6403999999999996,6.2163000000000004,4.029999952763319E-3,1.5875000506639481E-2,1,1]
[44,6,20,0,6.4814999999999996,5.4364999999999997,3.1550000421702862E-3,1.5235000289976597E-2,1,1]
[44,6,40,0,5.2515999999999998,4.8844000000000003,2.2800001315772533E-3,1.4595000073313713E-2,1,1]
[44,6,60,0,4.2653999999999996,4.1425000000000001,1.4799999771639705E-3,1.2509999796748161E-2,1,1]
[44,6,80,0,3.4495,3.9803000000000002,6.8499997723847628E-4,9.4799995422363281E-3,1,1]
[44,6,0,1,0,0,2.0149999763816595E-3,2.2899999748915434E-3,1,1]
[44,6,20,1,0,0,1.5249999705702066E-3,2.2700000554323196E-3,1,1]
[44,6,40,1,0,0,1.1149999918416142E-3,2.1399999968707561E-3,1,1]
[44,6,60,1,0,0,7.2999997064471245E-4,1.9600000232458115E-3,1,1]
[44,6,80,1,0,0,3.5499999648891389E-4,1.6900000628083944E-3,1,1]
[44,7,0,0,6.7484000000000002,4.6544999999999996,2.8349999338388443E-3,1.3550000265240669E-2,1,1]
[44,7,20,0,5.6755000000000004,4.4638999999999998,2.2074999287724495E-3,1.3050000183284283E-2,1,1]
[44,7,40,0,4.6787999999999998,3.7452000000000001,1.5799999237060547E-3,1.2550000101327896E-2,1,1]
[44,7,60,0,1.9504999999999999,1.6624000000000001,1.0550000006332994E-3,1.1225000023841858E-2,1,1]
[44,7,80,0,0,0,4.9999996554106474E-4,7.6700001955032349E-3,1,1]
[44,7,0,1,0,0,8.800000068731606E-4,1.5600000042468309E-3,1,1]
[44,7,20,1,0,0,6.4500002190470695E-4,1.4800000935792923E-3,1,1]
[44,7,40,1,0,0,4.6499999007210135E-4,1.3699999544769526E-3,1,1]
[44,7,60,1,0,0,3.1500001205131412E-4,1.2450000504031777E-3,1,1]
[44,7,80,1,0,0,1.7499999376013875E-4,1.1099999537691474E-3,1,1]
[44,8,0,0,7.4917999999999996,6.2808000000000002,4.2150001972913742E-3,1.7160000279545784E-2,1,1]
[44,8,20,0,6.2110000000000003,5.9793000000000003,3.3125000772997737E-3,1.6567500308156013E-2,1,1]
[44,8,40,0,5.0506000000000002,5.2028999999999996,2.4099999573081732E-3,1.5975000336766243E-2,1,1]
[44,8,60,0,4.2809999999999997,3.8616999999999999,1.5950000379234552E-3,1.4280000701546669E-2,1,1]
[44,8,80,0,0,0,8.0000003799796104E-4,1.107499934732914E-2,1,1]
[44,8,0,1,0,0,8.6000002920627594E-4,1.7699999734759331E-3,1,1]
[44,8,20,1,0,0,6.9500005338340998E-4,1.7399999778717756E-3,1,1]
[44,8,40,1,0,0,5.7499995455145836E-4,1.6899999463930726E-3,1,1]
[44,8,60,1,0,0,4.6499999007210135E-4,1.664999988861382E-3,1,1]
[44,8,80,1,0,0,3.2500000088475645E-4,1.664999988861382E-3,1,1]
[44,9,0,0,8.7057000000000002,7.1734999999999998,5.2499999292194843E-3,1.9855000078678131E-2,1,1]
[44,9,20,0,7.5309999999999997,6.7969999999999997,4.1924999095499516E-3,1.9100000150501728E-2,1,1]
[44,9,40,0,5.8693999999999997,5.5804,3.1349998898804188E-3,1.8345000222325325E-2,1,1]
[44,9,60,0,4.8150000000000004,4.8795000000000002,2.1049999631941319E-3,1.6564998775720596E-2,1,1]
[44,9,80,0,3.5177,3.3332999999999999,1.0649999603629112E-3,1.3059999793767929E-2,1,1]
[44,9,0,1,0,0,1.9650000613182783E-3,2.4649999104440212E-3,1,1]
[44,9,20,1,0,0,1.5950000379234552E-3,2.4850000627338886E-3,1,1]
[44,9,40,1,0,0,1.2700000079348683E-3,2.4100001901388168E-3,1,1]
[44,9,60,1,0,0,9.0500002261251211E-4,2.314999932423234E-3,1,1]
[44,9,80,1,0,0,5.1499996334314346E-4,2.2350000217556953E-3,1,1]
[44,10,0,0,9.8425999999999991,8.7523999999999997,7.214999757707119E-3,2.1885000169277191E-2,1,1]
[44,10,20,0,8.3995999999999995,7.9588999999999999,5.8025000616908073E-3,2.1172500215470791E-2,1,1]
[44,10,40,0,6.5248999999999997,6.3362999999999996,4.3900003656744957E-3,2.0460000261664391E-2,1,1]
[44,10,60,0,5.2596999999999996,5.2614000000000001,2.9799998737871647E-3,1.8139999359846115E-2,1,1]
[44,10,80,0,3.9487000000000001,3.7627999999999999,1.4899999368935823E-3,1.4125000685453415E-2,1,1]
[44,10,0,1,48.438099999999999,58.933199999999999,3.7950002588331699E-3,3.2699999865144491E-3,1,1]
[44,10,20,1,29.084499999999998,34.857799999999997,3.2250001095235348E-3,3.4949998371303082E-3,1,1]
[44,10,40,1,21.5944,25.561299999999999,2.5800000876188278E-3,3.535000141710043E-3,1,1]
[44,10,60,1,15.9184,18.5656,1.8500000005587935E-3,3.5099999513477087E-3,1,1]
[44,10,80,1,9.7559000000000005,9.0288000000000004,9.9999993108212948E-4,3.3350000157952309E-3,1,1]
[44,11,0,0,11.8628,10.7232,9.855000302195549E-3,2.4549998342990875E-2,1,1]
[44,11,20,0,10.1282,9.7822999999999993,6.8049998953938484E-3,2.2324999794363976E-2,1,1]
[44,11,40,0,7.891,7.5397999999999996,6.165000144392252E-3,2.281000092625618E-2,1,1]
[44,11,60,0,6.0353000000000003,6.0591999999999997,4.2200000025331974E-3,2.033500000834465E-2,1,1]
[44,11,80,0,4.8056000000000001,4.9953000000000003,2.1750000305473804E-3,1.5835000202059746E-2,1,1]
[44,11,0,1,109.3668,151.10210000000001,7.0599997416138649E-3,3.9800000376999378E-3,1,1]
[44,11,20,1,59.502299999999998,82.665400000000005,6.1499997973442078E-3,4.4499998912215233E-3,1,1]
[44,11,40,1,34.1721,43.1967,4.9000000581145287E-3,4.6149999834597111E-3,1,1]
[44,11,60,1,23.493600000000001,25.514900000000001,3.4750001505017281E-3,4.6600000932812691E-3,1,1]
[44,11,80,1,11.4754,11.1557,1.8249999266117811E-3,4.3999999761581421E-3,1,1]
[44,12,0,0,12.335800000000001,11.4145,9.7350003197789192E-3,2.3679999634623528E-2,1,1]
[44,12,20,0,10.679399999999999,9.9854000000000003,6.8149999715387821E-3,2.1660000085830688E-2,1,1]
[44,12,40,0,8.1877999999999993,7.9508000000000001,6.0600000433623791E-3,2.179500088095665E-2,1,1]
[44,12,60,0,6.5004999999999997,6.6702000000000004,4.1249999776482582E-3,1.9254999235272408E-2,1,1]
[44,12,80,0,5.0928000000000004,4.8710000000000004,2.0800000056624413E-3,1.4694999903440475E-2,1,1]
[44,12,0,1,86.555000000000007,104.4092,8.4549998864531517E-3,3.9900001138448715E-3,1,1]
[44,12,20,1,63.656700000000001,86.090199999999996,7.0099998265504837E-3,4.3950001709163189E-3,1,1]
[44,12,40,1,39.179499999999997,44.423999999999999,5.305000115185976E-3,4.6049999073147774E-3,1,1]
[44,12,60,1,24.7439,27.977900000000002,3.5649999044835567E-3,4.6100001782178879E-3,1,1]
[44,12,80,1,12.983599999999999,12.689500000000001,1.7999999690800905E-3,4.1399998590350151E-3,1,1]
[48,1,0,0,12.551600000000001,12.2195,1.044E-2,2.4979999999999999E-2,1,1]
[48,1,20,0,10.359299999999999,10.144600000000001,6.9300000000000004E-3,2.231E-2,1,1]
[48,1,40,0,8,8.3120999999999992,6.4000000000000003E-3,2.291E-2,1,1]
[48,1,60,0,6.4745999999999997,6.4176000000000002,4.3400000000000001E-3,2.0199999999999999E-2,1,1]
[48,1,80,0,4.9981999999999998,4.6951999999999998,2.1099999999999999E-3,1.512E-2,1,1]
[48,1,0,1,208.0437,245.22130000000001,8.6700000000000006E-3,5.1900000000000002E-3,1,1]
[48,1,20,1,111.8832,134.9657,7.0299999999999998E-3,5.5100000000000001E-3,1,1]
[48,1,40,1,72.892899999999997,90.172799999999995,5.3099999999999996E-3,5.4999999999999997E-3,1,1]
[48,1,60,1,47.875599999999999,52.7866,3.5899999999999999E-3,5.0800000000000003E-3,1,1]
[48,1,80,1,24.8049,23.255500000000001,1.73E-3,4.4099999999999999E-3,1,1]
[48,2,0,0,11.788,10.9908,9.3100000000000006E-3,2.3400000000000001E-2,1,1]
[48,2,20,0,10.119,9.8323999999999998,5.8799999999999998E-3,2.0459999999999999E-2,1,1]
[48,2,40,0,7.7994000000000003,8.2101000000000006,5.5599999999999998E-3,2.1409999999999998E-2,1,1]
[48,2,60,0,6.3410000000000002,7.2971000000000004,3.6800000000000001E-3,1.8610000000000002E-2,1,1]
[48,2,80,0,4.6871,5.4002999999999997,1.75E-3,1.3899999999999999E-2,1,1]
[48,2,0,1,156.9863,193.8981,7.7000000000000002E-3,4.5999999999999999E-3,1,1]
[48,2,20,1,94.914299999999997,113.30540000000001,6.0800000000000003E-3,5.0000000000000001E-3,1,1]
[48,2,40,1,58.3352,68.851399999999998,4.4600000000000004E-3,5.11E-3,1,1]
[48,2,60,1,40.596299999999999,44.024900000000002,2.9399999999999999E-3,4.8300000000000001E-3,1,1]
[48,2,80,1,22.731400000000001,22.255099999999999,1.41E-3,4.2599999999999999E-3,1,1]
[48,3,0,0,10.206,9.3069000000000006,7.2700000000000004E-3,1.941E-2,1,1]
[48,3,20,0,8.6172000000000004,8.0702999999999996,4.3600000000000002E-3,1.678E-2,1,1]
[48,3,40,0,6.5694999999999997,6.5082000000000004,4.0200000000000001E-3,1.7489999999999999E-2,1,1]
[48,3,60,0,5.0986000000000002,5.2569999999999997,2.47E-3,1.4659999999999999E-2,1,1]
[48,3,80,0,3.7458,3.71,9.7000000000000005E-4,9.7599999999999996E-3,1,1]
[48,3,0,1,78.680700000000002,94.191199999999995,6.2300000000000003E-3,3.8999999999999998E-3,1,1]
[48,3,20,1,58.048000000000002,69.005899999999997,4.7000000000000002E-3,4.0299999999999997E-3,1,1]
[48,3,40,1,37.139299999999999,40.878399999999999,3.2599999999999999E-3,3.8500000000000001E-3,1,1]
[48,3,60,1,28.5093,37.558799999999998,1.97E-3,3.3999999999999998E-3,1,1]
[48,3,80,1,15.207700000000001,15.772,7.6999999999999996E-4,2.7100000000000002E-3,1,1]
[48,4,0,0,8.8232999999999997,7.6071999999999997,5.1399999999999996E-3,1.6469999999999999E-2,1,1]
[48,4,20,0,7.4165999999999999,7.0354999999999999,2.7000000000000001E-3,1.3520000000000001E-2,1,1]
[48,4,40,0,5.4138000000000002,5.2381000000000002,2.65E-3,1.47E-2,1,1]
[48,4,60,0,4.2195,4.5472999999999999,1.6100000000000001E-3,1.2409999999999999E-2,1,1]
[48,4,80,0,3.1753999999999998,3.7280000000000002,6.4999999999999997E-4,8.3300000000000006E-3,1,1]
[48,4,0,1,0,0,3.96E-3,3.1800000000000001E-3,1,1]
[48,4,20,1,0,0,2.8400000000000001E-3,3.2399999999999998E-3,1,1]
[48,4,40,1,0,0,1.91E-3,3.0899999999999999E-3,1,1]
[48,4,60,1,0,0,1.1299999999999999E-3,2.7799999999999999E-3,1,1]
[48,4,80,1,0,0,4.4999999999999999E-4,2.2899999999999999E-3,1,1]
[48,5,0,0,8.3887999999999998,7.2939999999999996,4.7499999999999999E-3,1.6629999999999999E-2,1,1]
[48,5,20,0,6.8117000000000001,6.3853,3.65E-3,1.5814999999999999E-2,1,1]
[48,5,40,0,5.4961000000000002,5.3886000000000003,2.5500000000000002E-3,1.4999999999999999E-2,1,1]
[48,5,60,0,4.4972000000000003,4.6150000000000002,1.58E-3,1.257E-2,1,1]
[48,5,80,0,3.28,2.8940000000000001,6.6E-4,9.11E-3,1,1]
[48,5,0,1,0,0,2.6900000000000001E-3,2.82E-3,1,1]
[48,5,20,1,0,0,2.0200000000000001E-3,2.7799999999999999E-3,1,1]
[48,5,40,1,0,0,1.42E-3,2.5699999999999998E-3,1,1]
[48,5,60,1,0,0,8.8000000000000003E-4,2.2399999999999998E-3,1,1]
[48,5,80,1,0,0,3.8999999999999999E-4,1.8400000000000001E-3,1,1]
[48,6,0,0,7.7601000000000004,6.4420000000000002,4.4000000000000003E-3,1.7129999999999999E-2,1,1]
[48,6,20,0,6.5526999999999997,5.6096000000000004,3.4450000000000001E-3,1.643E-2,1,1]
[48,6,40,0,5.3616000000000001,4.9508999999999999,2.49E-3,1.5730000000000001E-2,1,1]
[48,6,60,0,4.2043999999999997,4.0979999999999999,1.6199999999999999E-3,1.3480000000000001E-2,1,1]
[48,6,80,0,3.4748000000000001,4.1360000000000001,7.3999999999999999E-4,9.9900000000000006E-3,1,1]
[48,6,0,1,0,0,2.2300000000000002E-3,2.6900000000000001E-3,1,1]
[48,6,20,1,0,0,1.6900000000000001E-3,2.65E-3,1,1]
[48,6,40,1,0,0,1.24E-3,2.5100000000000001E-3,1,1]
[48,6,60,1,0,0,8.1999999999999998E-4,2.2699999999999999E-3,1,1]
[48,6,80,1,0,0,4.0000000000000002E-4,1.99E-3,1,1]
[48,7,0,0,6.9345999999999997,4.8056999999999999,3.0699999999999998E-3,1.4630000000000001E-2,1,1]
[48,7,20,0,5.8844000000000003,4.6101999999999999,2.3899999999999998E-3,1.4080000000000001E-2,1,1]
[48,7,40,0,4.7104999999999997,3.7161,1.7099999999999999E-3,1.353E-2,1,1]
[48,7,60,0,3.9009,3.3247,1.15E-3,1.2019999999999999E-2,1,1]
[48,7,80,0,0,0,5.4000000000000001E-4,8.2799999999999992E-3,1,1]
[48,7,0,1,0,0,9.7000000000000005E-4,1.83E-3,1,1]
[48,7,20,1,0,0,7.1000000000000002E-4,1.73E-3,1,1]
[48,7,40,1,0,0,5.1999999999999995E-4,1.6100000000000001E-3,1,1]
[48,7,60,1,0,0,3.6000000000000002E-4,1.4599999999999999E-3,1,1]
[48,7,80,1,0,0,2.1000000000000001E-4,1.34E-3,1,1]
[48,8,0,0,7.9462000000000002,6.5113000000000003,4.5500000000000002E-3,1.84E-2,1,1]
[48,8,20,0,6.4259000000000004,6.1668000000000003,3.5750000000000001E-3,1.7774999999999999E-2,1,1]
[48,8,40,0,5.1509,5.3632,2.5999999999999999E-3,1.7149999999999999E-2,1,1]
[48,8,60,0,4.2972999999999999,3.8092000000000001,1.72E-3,1.52E-2,1,1]
[48,8,80,0,0,0,8.4999999999999995E-4,1.157E-2,1,1]
[48,8,0,1,0,0,9.7999999999999997E-4,2.0799999999999998E-3,1,1]
[48,8,20,1,0,0,7.9000000000000001E-4,2.0400000000000001E-3,1,1]
[48,8,40,1,0,0,6.7000000000000002E-4,2.0100000000000001E-3,1,1]
[48,8,60,1,0,0,5.5000000000000003E-4,1.9599999999999999E-3,1,1]
[48,8,80,1,0,0,3.8000000000000002E-4,1.98E-3,1,1]
[48,9,0,0,8.9158000000000008,7.5217000000000001,5.6699999999999997E-3,2.1139999999999999E-2,1,1]
[48,9,20,0,7.5688000000000004,6.8613,4.5199999999999997E-3,2.0295000000000001E-2,1,1]
[48,9,40,0,5.9034000000000004,5.5965999999999996,3.3700000000000002E-3,1.9449999999999999E-2,1,1]
[48,9,60,0,4.9314999999999998,5.0320999999999998,2.2599999999999999E-3,1.7500000000000002E-2,1,1]
[48,9,80,0,3.4969000000000001,3.3191999999999999,1.1199999999999999E-3,1.362E-2,1,1]
[48,9,0,1,0,0,2.2100000000000002E-3,2.9199999999999999E-3,1,1]
[48,9,20,1,0,0,1.7899999999999999E-3,2.9199999999999999E-3,1,1]
[48,9,40,1,0,0,1.4400000000000001E-3,2.8500000000000001E-3,1,1]
[48,9,60,1,0,0,1.0200000000000001E-3,2.6800000000000001E-3,1,1]
[48,9,80,1,0,0,5.6999999999999998E-4,2.5899999999999999E-3,1,1]
[48,10,0,0,10.207599999999999,9.0310000000000006,7.8700000000000003E-3,2.3640000000000001E-2,1,1]
[48,10,20,0,8.5526999999999997,8.0248000000000008,6.3300000000000006E-3,2.2839999999999999E-2,1,1]
[48,10,40,0,6.6322000000000001,6.3692000000000002,4.79E-3,2.2040000000000001E-2,1,1]
[48,10,60,0,5.3106,5.3289999999999997,3.2599999999999999E-3,1.95E-2,1,1]
[48,10,80,0,3.9636,3.7829000000000002,1.6000000000000001E-3,1.494E-2,1,1]
[48,10,0,1,96.876199999999997,117.8663,4.3099999999999996E-3,3.9100000000000003E-3,1,1]
[48,10,20,1,58.168999999999997,69.715599999999995,3.63E-3,4.1399999999999996E-3,1,1]
[48,10,40,1,43.188800000000001,51.122599999999998,2.8900000000000002E-3,4.1700000000000001E-3,1,1]
[48,10,60,1,31.8369,37.1312,2.0799999999999998E-3,4.0200000000000001E-3,1,1]
[48,10,80,1,19.511800000000001,18.057500000000001,1.1100000000000001E-3,3.8300000000000001E-3,1,1]
[48,11,0,0,12.31,11.1175,1.077E-2,2.656E-2,1,1]
[48,11,20,0,10.3954,10.081899999999999,7.4799999999999997E-3,2.4209999999999999E-2,1,1]
[48,11,40,0,7.9726999999999997,7.6550000000000002,6.7400000000000003E-3,2.4639999999999999E-2,1,1]
[48,11,60,0,6.1006,6.1359000000000004,4.6299999999999996E-3,2.1919999999999999E-2,1,1]
[48,11,80,0,4.7538999999999998,4.9566999999999997,2.3500000000000001E-3,1.6840000000000001E-2,1,1]
[48,11,0,1,218.7337,302.20429999999999,8.0199999999999994E-3,4.7800000000000004E-3,1,1]
[48,11,20,1,119.00449999999999,165.33080000000001,6.9100000000000003E-3,5.2700000000000004E-3,1,1]
[48,11,40,1,68.344300000000004,86.393500000000003,5.47E-3,5.4599999999999996E-3,1,1]
[48,11,60,1,46.987200000000001,51.029899999999998,3.8500000000000001E-3,5.3200000000000001E-3,1,1]
[48,11,80,1,22.950700000000001,22.311399999999999,1.98E-3,5.0299999999999997E-3,1,1]
[48,12,0,0,12.808,11.738099999999999,1.068E-2,2.5739999999999999E-2,1,1]
[48,12,20,0,10.9072,10.3477,7.5100000000000002E-3,2.358E-2,1,1]
[48,12,40,0,8.2984000000000009,8.0427,6.6600000000000001E-3,2.3699999999999999E-2,1,1]
[48,12,60,0,6.5717999999999996,6.6756000000000002,4.5599999999999998E-3,2.0889999999999999E-2,1,1]
[48,12,80,0,5.0776000000000003,4.8781999999999996,2.2699999999999999E-3,1.5730000000000001E-2,1,1]
[48,12,0,1,173.11,208.8185,9.4199999999999996E-3,4.7499999999999999E-3,1,1]
[48,12,20,1,127.3134,172.18049999999999,7.7200000000000003E-3,5.2599999999999999E-3,1,1]
[48,12,40,1,78.358999999999995,88.848100000000002,5.8199999999999997E-3,5.5100000000000001E-3,1,1]
[48,12,60,1,49.4878,55.9557,3.9500000000000004E-3,5.3099999999999996E-3,1,1]
[48,12,80,1,25.967300000000002,25.378900000000002,1.98E-3,4.7800000000000004E-3,1,1]
[52,1,0,0,12.9924,12.5663,1.1376666836440563E-2,2.7043333277106285E-2,1,1]
[52,1,20,0,10.613099999999999,10.398300000000001,7.5866668485105038E-3,2.4203334003686905E-2,1,1]
[52,1,40,0,8.1058000000000003,8.3834999999999997,6.9933333434164524E-3,2.4800000712275505E-2,1,1]
[52,1,60,0,6.5316000000000001,6.4669999999999996,4.7533335164189339E-3,2.1843332797288895E-2,1,1]
[52,1,80,0,5.1048,4.8338999999999999,2.3933332413434982E-3,1.6513332724571228E-2,1,1]
[52,1,0,1,209.7825,243.232,9.4600003212690353E-3,6.0366666875779629E-3,1,1]
[52,1,20,1,119.1965,136.9588,7.6866666786372662E-3,6.236666813492775E-3,1,1]
[52,1,40,1,78.564899999999994,94.481099999999998,5.8233332820236683E-3,6.0700001195073128E-3,1,1]
[52,1,60,1,47.192599999999999,51.0505,3.9366665296256542E-3,5.7733333669602871E-3,1,1]
[52,1,80,1,24.2424,22.627800000000001,1.973333302885294E-3,5.0599998794496059E-3,1,1]
[52,2,0,0,12.1569,11.193199999999999,1.0123332962393761E-2,2.531999908387661E-2,1,1]
[52,2,20,0,10.2546,9.9605999999999995,6.4300000667572021E-3,2.2206665948033333E-2,1,1]
[52,2,40,0,7.8893000000000004,8.2792999999999992,6.0600000433623791E-3,2.3163333535194397E-2,1,1]
[52,2,60,0,6.2965999999999998,7.1931000000000003,4.0199998766183853E-3,2.0116666331887245E-2,1,1]
[52,2,80,0,4.7522000000000002,5.3299000000000003,1.9799999427050352E-3,1.5169999562203884E-2,1,1]
[52,2,0,1,164.52850000000001,195.6189,8.3633335307240486E-3,5.4100002162158489E-3,1,1]
[52,2,20,1,101.9746,118.0864,6.633333396166563E-3,5.690000019967556E-3,1,1]
[52,2,40,1,62.933100000000003,71.801299999999998,4.889999981969595E-3,5.6499997153878212E-3,1,1]
[52,2,60,1,39.671900000000001,41.892800000000001,3.2333333510905504E-3,5.4833334870636463E-3,1,1]
[52,2,80,1,21.979800000000001,21.425000000000001,1.6066667158156633E-3,4.86333342269063E-3,1,1]
[52,3,0,0,10.5687,9.5824999999999996,7.9466663300991058E-3,2.1129999309778214E-2,1,1]
[52,3,20,0,8.7402999999999995,8.2475000000000005,4.8033334314823151E-3,1.8333332613110542E-2,1,1]
[52,3,40,0,6.6395999999999997,6.6254,4.4133332557976246E-3,1.9026666879653931E-2,1,1]
[52,3,60,0,5.1978,5.3239000000000001,2.7266666293144226E-3,1.5969999134540558E-2,1,1]
[52,3,80,0,3.8321000000000001,3.7671999999999999,1.129999989643693E-3,1.0839999653398991E-2,1,1]
[52,3,0,1,91.191299999999998,102.9602,6.750000175088644E-3,4.5533333905041218E-3,1,1]
[52,3,20,1,63.942300000000003,71.936899999999994,5.1233330741524696E-3,4.576666746288538E-3,1,1]
[52,3,40,1,41.723100000000002,43.427500000000002,3.590000094845891E-3,4.2866668663918972E-3,1,1]
[52,3,60,1,28.861599999999999,34.718200000000003,2.1833335049450397E-3,3.903333330526948E-3,1,1]
[52,3,80,1,15.392300000000001,15.2155,9.0333330444991589E-4,3.1533332075923681E-3,1,1]
[52,4,0,0,9.0801999999999996,7.8121999999999998,5.6033334694802761E-3,1.7866667360067368E-2,1,1]
[52,4,20,0,7.4880000000000004,7.0831999999999997,2.9866667464375496E-3,1.4756666496396065E-2,1,1]
[52,4,40,0,5.5334000000000003,5.4516,2.8966665267944336E-3,1.5946667641401291E-2,1,1]
[52,4,60,0,4.2504,4.5456000000000003,1.7633333336561918E-3,1.3393333181738853E-2,1,1]
[52,4,80,0,3.2747000000000002,3.7831999999999999,7.3999998858198524E-4,9.1499993577599525E-3,1,1]
[52,4,0,1,25.2362,23.786999999999999,4.3133334256708622E-3,3.7233333569020033E-3,1,1]
[52,4,20,1,16.767199999999999,15.7689,3.1266666483134031E-3,3.6866667214781046E-3,1,1]
[52,4,40,1,12.4031,11.590299999999999,2.11666664108634E-3,3.4433333203196526E-3,1,1]
[52,4,60,1,7.9337,7.4861000000000004,1.256666611880064E-3,3.1699999235570431E-3,1,1]
[52,4,80,1,4.9469000000000003,4.3659999999999997,5.2333332132548094E-4,2.6400000788271427E-3,1,1]
[52,5,0,0,8.6361000000000008,7.468,5.1766666583716869E-3,1.8016666173934937E-2,1,1]
[52,5,20,0,6.9476000000000004,6.4976000000000003,3.9800000376999378E-3,1.711166650056839E-2,1,1]
[52,5,40,0,5.5570000000000004,5.4569000000000001,2.7833334170281887E-3,1.6206666827201843E-2,1,1]
[52,5,60,0,4.4771999999999998,4.6135999999999999,1.7266666982322931E-3,1.3603333383798599E-2,1,1]
[52,5,80,0,3.3542000000000001,2.9737,7.5000000651925802E-4,9.9433334544301033E-3,1,1]
[52,5,0,1,22.055900000000001,22.372800000000002,2.9666665941476822E-3,3.2900001388043165E-3,1,1]
[52,5,20,1,16.067599999999999,16.584800000000001,2.2333334200084209E-3,3.1633332837373018E-3,1,1]
[52,5,40,1,12.5801,11.1943,1.5800000401213765E-3,2.8766666073352098E-3,1,1]
[52,5,60,1,7.8875999999999999,6.0766,9.8666665144264698E-4,2.5899999309331179E-3,1,1]
[52,5,80,1,5.0983000000000001,3.5518999999999998,4.5666666119359434E-4,2.1566667128354311E-3,1,1]
[52,6,0,0,8.0452999999999992,6.5744999999999996,4.7666667960584164E-3,1.8436666578054428E-2,1,1]
[52,6,20,0,6.6627000000000001,5.8620999999999999,3.7316667148843408E-3,1.7669999971985817E-2,1,1]
[52,6,40,0,5.3994,4.9779999999999998,2.6966666337102652E-3,1.6903333365917206E-2,1,1]
[52,6,60,0,4.2340999999999998,4.1239999999999997,1.75333337392658E-3,1.4496666379272938E-2,1,1]
[52,6,80,0,3.5737000000000001,4.1707000000000001,8.2666665548458695E-4,1.0766666382551193E-2,1,1]
[52,6,0,1,16.850200000000001,14.979799999999999,2.4566666688770056E-3,3.1233334448188543E-3,1,1]
[52,6,20,1,14.629300000000001,14.6714,1.8666666001081467E-3,3.0099998693913221E-3,1,1]
[52,6,40,1,0,0,1.3699999544769526E-3,2.7966666966676712E-3,1,1]
[52,6,60,1,8.8907000000000007,7.4485000000000001,9.1000000247731805E-4,2.6100000832229853E-3,1,1]
[52,6,80,1,5.25,4.0781999999999998,4.5999998110346496E-4,2.3000000510364771E-3,1,1]
[52,7,0,0,7.0125999999999999,4.8314000000000004,3.2966667786240578E-3,1.5680000185966492E-2,1,1]
[52,7,20,0,5.8663999999999996,4.5166000000000004,2.5650000316090882E-3,1.5078333672136068E-2,1,1]
[52,7,40,0,4.6184000000000003,3.7164000000000001,1.8333332845941186E-3,1.4476667158305645E-2,1,1]
[52,7,60,0,3.9199000000000002,3.3086000000000002,1.2266667326912284E-3,1.2760000303387642E-2,1,1]
[52,7,80,0,0,0,5.9333333047106862E-4,8.9333327487111092E-3,1,1]
[52,7,0,1,0,0,1.0533332824707031E-3,2.099999925121665E-3,1,1]
[52,7,20,1,0,0,7.7666668221354485E-4,1.9533333834260702E-3,1,1]
[52,7,40,1,0,0,5.6999997468665242E-4,1.7900000093504786E-3,1,1]
[52,7,60,1,0,0,4.0333333890885115E-4,1.6933333827182651E-3,1,1]
[52,7,80,1,0,0,2.4000000848900527E-4,1.5633333241567016E-3,1,1]
[52,8,0,0,8.0591000000000008,6.6237000000000004,4.9499999731779099E-3,1.9746666774153709E-2,1,1]
[52,8,20,0,6.431,6.2218,3.881666692905128E-3,1.9043332897126675E-2,1,1]
[52,8,40,0,5.1540999999999997,5.3738999999999999,2.8133334126323462E-3,1.833999902009964E-2,1,1]
[52,8,60,0,4.1768999999999998,3.7873000000000001,1.8599999602884054E-3,1.6173332929611206E-2,1,1]
[52,8,80,0,0,0,9.3333335826173425E-4,1.2313333339989185E-2,1,1]
[52,8,0,1,0,0,1.1099999537691474E-3,2.4233332369476557E-3,1,1]
[52,8,20,1,0,0,8.8333332678303123E-4,2.3133333306759596E-3,1,1]
[52,8,40,1,0,0,7.5000000651925802E-4,2.2400000598281622E-3,1,1]
[52,8,60,1,0,0,6.3666666392236948E-4,2.2833333350718021E-3,1,1]
[52,8,80,1,0,0,4.3666668352670968E-4,2.2799998987466097E-3,1,1]
[52,9,0,0,9.1268999999999991,7.6970999999999998,6.1099999584257603E-3,2.2573333233594894E-2,1,1]
[52,9,20,0,7.6748000000000003,6.9309000000000003,4.8699999460950494E-3,2.1651666611433029E-2,1,1]
[52,9,40,0,5.9111000000000002,5.6673,3.6299999337643385E-3,2.0729999989271164E-2,1,1]
[52,9,60,0,4.9131,5.0073999999999996,2.4366667494177818E-3,1.8580000847578049E-2,1,1]
[52,9,80,0,3.6326999999999998,3.5291000000000001,1.2333333725109696E-3,1.4510000124573708E-2,1,1]
[52,9,0,1,25.296600000000002,27.4024,2.4666667450219393E-3,3.4000000450760126E-3,1,1]
[52,9,20,1,19.618300000000001,21.542999999999999,1.9799999427050352E-3,3.3166666980832815E-3,1,1]
[52,9,40,1,14.292999999999999,14.719900000000001,1.5800000401213765E-3,3.160000080242753E-3,1,1]
[52,9,60,1,9.64,8.3453999999999997,1.1366666294634342E-3,3.069999860599637E-3,1,1]
[52,9,80,1,5.9416000000000002,4.5510999999999999,6.4666662365198135E-4,2.9499998781830072E-3,1,1]
[52,10,0,0,10.4763,9.2645999999999997,8.526667021214962E-3,2.5436665862798691E-2,1,1]
[52,10,20,0,8.6513000000000009,8.1920000000000002,6.8600003141909838E-3,2.456333301961422E-2,1,1]
[52,10,40,0,6.6142000000000003,6.3685999999999998,5.1933336071670055E-3,2.3690000176429749E-2,1,1]
[52,10,60,0,5.3456999999999999,5.3554000000000004,3.5333333071321249E-3,2.0873334258794785E-2,1,1]
[52,10,80,0,4.0134999999999996,3.8651,1.7933333292603493E-3,1.6173332929611206E-2,1,1]
[52,10,0,1,109.7587,131.3475,4.8133335076272488E-3,4.5833331532776356E-3,1,1]
[52,10,20,1,67.965299999999999,75.138099999999994,4.0133334696292877E-3,4.6933330595493317E-3,1,1]
[52,10,40,1,48.535600000000002,53.415100000000002,3.1799999997019768E-3,4.6066665090620518E-3,1,1]
[52,10,60,1,32.861800000000002,35.512099999999997,2.3066666908562183E-3,4.5733330771327019E-3,1,1]
[52,10,80,1,19.852900000000002,17.5991,1.2666666880249977E-3,4.3399999849498272E-3,1,1]
[52,11,0,0,12.673,11.391400000000001,1.1699999682605267E-2,2.8646666556596756E-2,1,1]
[52,11,20,0,10.5749,10.169499999999999,8.1466669216752052E-3,2.6146667078137398E-2,1,1]
[52,11,40,0,8.0424000000000007,7.7824999999999998,7.3299999348819256E-3,2.656666561961174E-2,1,1]
[52,11,60,0,6.1559999999999997,6.1634000000000002,5.0433333963155746E-3,2.3583332076668739E-2,1,1]
[52,11,80,0,4.8055000000000003,4.9806999999999997,2.630000002682209E-3,1.8193332478404045E-2,1,1]
[52,11,0,1,236.9965,306.91410000000002,8.9066661894321442E-3,5.6066666729748249E-3,1,1]
[52,11,20,1,127.97150000000001,169.2389,7.5900000520050526E-3,5.9600002132356167E-3,1,1]
[52,11,40,1,73.019499999999994,89.480500000000006,5.9800003655254841E-3,6.0000000521540642E-3,1,1]
[52,11,60,1,45.892099999999999,49.402999999999999,4.2133331298828125E-3,6.0233334079384804E-3,1,1]
[52,11,80,1,22.6935,21.218599999999999,2.226666547358036E-3,5.7066669687628746E-3,1,1]
[52,12,0,0,13.041,11.9154,1.1590000241994858E-2,2.7809999883174896E-2,1,1]
[52,12,20,0,11.051299999999999,10.467700000000001,8.1966668367385864E-3,2.5536665692925453E-2,1,1]
[52,12,40,0,8.4064999999999994,8.1454000000000004,7.2399997152388096E-3,2.5613334029912949E-2,1,1]
[52,12,60,0,6.6395,6.718,4.9699996598064899E-3,2.2546665742993355E-2,1,1]
[52,12,80,0,5.1764999999999999,5.0035999999999996,2.5533332955092192E-3,1.7136666923761368E-2,1,1]
[52,12,0,1,179.82480000000001,210.80080000000001,1.0283333249390125E-2,5.59999980032444E-3,1,1]
[52,12,20,1,134.5658,176.18969999999999,8.4066670387983322E-3,5.9966668486595154E-3,1,1]
[52,12,40,1,81.834299999999999,92.9512,6.3599999994039536E-3,6.0833333991467953E-3,1,1]
[52,12,60,1,48.6113,54.088799999999999,4.3333331122994423E-3,6.0399998910725117E-3,1,1]
[52,12,80,1,25.369900000000001,24.173300000000001,2.243333263322711E-3,5.4633333347737789E-3,1,1]
[56,1,0,0,13.433299999999999,12.913,1.2313333339989185E-2,2.9106665402650833E-2,1,1]
[56,1,20,0,10.866899999999999,10.652100000000001,8.2433335483074188E-3,2.6096666231751442E-2,1,1]
[56,1,40,0,8.2114999999999991,8.4549000000000003,7.5866663828492165E-3,2.6690000668168068E-2,1,1]
[56,1,60,0,6.5885999999999996,6.5164,5.1666665822267532E-3,2.34866663813591E-2,1,1]
[56,1,80,0,5.2115,4.9725999999999999,2.6766667142510414E-3,1.7906667664647102E-2,1,1]
[56,1,0,1,211.52119999999999,241.24260000000001,1.0250000283122063E-2,6.8833334371447563E-3,1,1]
[56,1,20,1,126.5098,138.95179999999999,8.3433333784341812E-3,6.9633331149816513E-3,1,1]
[56,1,40,1,84.236999999999995,98.789500000000004,6.3366666436195374E-3,6.6399998031556606E-3,1,1]
[56,1,60,1,46.509700000000002,49.314399999999999,4.2833331972360611E-3,6.4666667021811008E-3,1,1]
[56,1,80,1,23.68,22.0001,2.216666704043746E-3,5.7100001722574234E-3,1,1]
[56,2,0,0,12.5258,11.3957,1.0936666280031204E-2,2.7240000665187836E-2,1,1]
[56,2,20,0,10.3902,10.088800000000001,6.9800000637769699E-3,2.3953333497047424E-2,1,1]
[56,2,40,0,7.9790999999999999,8.3484999999999996,6.5600001253187656E-3,2.4916665628552437E-2,1,1]
[56,2,60,0,6.2522000000000002,7.0891999999999999,4.3600001372396946E-3,2.1623333916068077E-2,1,1]
[56,2,80,0,4.8173000000000004,5.2595000000000001,2.2100000642240047E-3,1.6440000385046005E-2,1,1]
[56,2,0,1,172.07079999999999,197.33969999999999,9.026666171848774E-3,6.2199998646974564E-3,1,1]
[56,2,20,1,109.03489999999999,122.8674,7.1866665966808796E-3,6.3799996860325336E-3,1,1]
[56,2,40,1,67.531099999999995,74.751099999999994,5.3199999965727329E-3,6.1900001019239426E-3,1,1]
[56,2,60,1,38.747399999999999,39.7607,3.5266666673123837E-3,6.1366665177047253E-3,1,1]
[56,2,80,1,21.228200000000001,20.594899999999999,1.803333405405283E-3,5.4666665382683277E-3,1,1]
[56,3,0,0,10.9315,9.8581000000000003,8.6233336478471756E-3,2.2849999368190765E-2,1,1]
[56,3,20,0,8.8633000000000006,8.4247999999999994,5.2466667257249355E-3,1.9886666908860207E-2,1,1]
[56,3,40,0,6.7096999999999998,6.7426000000000004,4.8066666349768639E-3,2.0563332363963127E-2,1,1]
[56,3,60,0,5.2968999999999999,5.3907999999999996,2.9833333101123571E-3,1.7279999330639839E-2,1,1]
[56,3,80,0,3.9184000000000001,3.8243999999999998,1.2900000438094139E-3,1.1920000426471233E-2,1,1]
[56,3,0,1,103.702,111.72920000000001,7.2699999436736107E-3,5.2066664211452007E-3,1,1]
[56,3,20,1,69.836500000000001,74.867900000000006,5.54666668176651E-3,5.1233330741524696E-3,1,1]
[56,3,40,1,46.306899999999999,45.976500000000001,3.9200000464916229E-3,4.7233332879841328E-3,1,1]
[56,3,60,1,29.213999999999999,31.877600000000001,2.3966666776686907E-3,4.406666848808527E-3,1,1]
[56,3,80,1,15.5769,14.659000000000001,1.03666668292135E-3,3.5966667346656322E-3,1,1]
[56,4,0,0,9.3369999999999997,8.0172000000000008,6.0666664503514767E-3,1.9263332709670067E-2,1,1]
[56,4,20,0,7.5594999999999999,7.1307999999999998,3.2733334228396416E-3,1.5993334352970123E-2,1,1]
[56,4,40,0,5.6529999999999996,5.6650999999999998,3.1433333642780781E-3,1.7193334177136421E-2,1,1]
[56,4,60,0,4.2812999999999999,4.5438000000000001,1.9166666315868497E-3,1.4376666396856308E-2,1,1]
[56,4,80,0,3.3740999999999999,3.8384,8.3000003360211849E-4,9.9700000137090683E-3,1,1]
[56,4,0,1,50.4724,47.573999999999998,4.6666665002703667E-3,4.2666667141020298E-3,1,1]
[56,4,20,1,33.534500000000001,31.537800000000001,3.4133333247154951E-3,4.1333334520459175E-3,1,1]
[56,4,40,1,24.806100000000001,23.180499999999999,2.3233334068208933E-3,3.7966666277498007E-3,1,1]
[56,4,60,1,15.8674,14.972300000000001,1.3833333505317569E-3,3.5599998664110899E-3,1,1]
[56,4,80,1,9.8938000000000006,8.7319999999999993,5.9666665038093925E-4,2.9899999499320984E-3,1,1]
[56,5,0,0,8.8834,7.6420000000000003,5.6033330038189888E-3,1.9403332844376564E-2,1,1]
[56,5,20,0,7.0834999999999999,6.61,4.3099998729303479E-3,1.8408332951366901E-2,1,1]
[56,5,40,0,5.6177999999999999,5.5251000000000001,3.016666742041707E-3,1.7413333058357239E-2,1,1]
[56,5,60,0,4.4572000000000003,4.6121999999999996,1.8733333563432097E-3,1.4636666513979435E-2,1,1]
[56,5,80,0,3.4283000000000001,3.0533000000000001,8.3999999333173037E-4,1.0776666924357414E-2,1,1]
[56,5,0,1,44.111899999999999,44.745600000000003,3.2433334272354841E-3,3.759999992325902E-3,1,1]
[56,5,20,1,32.135199999999998,33.169600000000003,2.4466665927320719E-3,3.5466668196022511E-3,1,1]
[56,5,40,1,25.1601,22.3886,1.7399999778717756E-3,3.1833334360271692E-3,1,1]
[56,5,60,1,15.7751,12.1531,1.0933333542197943E-3,2.9400000348687172E-3,1,1]
[56,5,80,1,10.1966,7.1037999999999997,5.2333332132548094E-4,2.4733333848416805E-3,1,1]
[56,6,0,0,8.3305000000000007,6.7069999999999999,5.1333331502974033E-3,1.9743334501981735E-2,1,1]
[56,6,20,0,6.7725999999999997,6.1146000000000003,4.0183332748711109E-3,1.891000010073185E-2,1,1]
[56,6,40,0,5.4371999999999998,5.0050999999999997,2.9033333994448185E-3,1.8076665699481964E-2,1,1]
[56,6,60,0,4.2637999999999998,4.1501000000000001,1.8866666359826922E-3,1.551333349198103E-2,1,1]
[56,6,80,0,3.6726999999999999,4.2054,9.1333338059484959E-4,1.1543333530426025E-2,1,1]
[56,6,0,1,33.700299999999999,29.959599999999998,2.6833333540707827E-3,3.5566666629165411E-3,1,1]
[56,6,20,1,29.258600000000001,29.3428,2.0433333702385426E-3,3.3700000494718552E-3,1,1]
[56,6,40,1,0,0,1.500000013038516E-3,3.0833333730697632E-3,1,1]
[56,6,60,1,17.781300000000002,14.897,1.0000000474974513E-3,2.9499998781830072E-3,1,1]
[56,6,80,1,10.5,8.1563999999999997,5.2000000141561031E-4,2.6100000832229853E-3,1,1]
[56,7,0,0,7.0907,4.8571999999999997,3.5233332309871912E-3,1.6730001196265221E-2,1,1]
[56,7,20,0,5.8483999999999998,4.4229000000000003,2.7399999089539051E-3,1.6076667234301567E-2,1,1]
[56,7,40,0,4.5262000000000002,3.7166999999999999,1.956666586920619E-3,1.5423333272337914E-2,1,1]
[56,7,60,0,3.9390000000000001,3.2926000000000002,1.3033333234488964E-3,1.3500000350177288E-2,1,1]
[56,7,80,0,0,0,6.4666662365198135E-4,9.5866667106747627E-3,1,1]
[56,7,0,1,0,0,1.1366666294634342E-3,2.3700001183897257E-3,1,1]
[56,7,20,1,0,0,8.4333331324160099E-4,2.1766668651252985E-3,1,1]
[56,7,40,1,0,0,6.2000000616535544E-4,1.9700000993907452E-3,1,1]
[56,7,60,1,0,0,4.4666667236015201E-4,1.9266665913164616E-3,1,1]
[56,7,80,1,0,0,2.7000001864507794E-4,1.7866665730252862E-3,1,1]
[56,8,0,0,8.1720000000000006,6.7361000000000004,5.350000225007534E-3,2.1093333140015602E-2,1,1]
[56,8,20,0,6.4360999999999997,6.2766999999999999,4.1883334051817656E-3,2.0311666652560234E-2,1,1]
[56,8,40,0,5.1571999999999996,5.3845999999999998,3.0266665853559971E-3,1.9530000165104866E-2,1,1]
[56,8,60,0,4.0564999999999998,3.7654000000000001,2.0000000949949026E-3,1.7146667465567589E-2,1,1]
[56,8,80,0,0,0,1.0166666470468044E-3,1.305666659027338E-2,1,1]
[56,8,0,1,0,0,1.2400000123307109E-3,2.7666667010635138E-3,1,1]
[56,8,20,1,0,0,9.7666669171303511E-4,2.5866664946079254E-3,1,1]
[56,8,40,1,0,0,8.2999997539445758E-4,2.4699999485164881E-3,1,1]
[56,8,60,1,0,0,7.233333308249712E-4,2.6066666468977928E-3,1,1]
[56,8,80,1,0,0,4.9333332572132349E-4,2.5800000876188278E-3,1,1]
[56,9,0,0,9.3378999999999994,7.8724999999999996,6.5500000491738319E-3,2.4006666615605354E-2,1,1]
[56,9,20,0,7.7808999999999999,7.0004999999999997,5.2200000500306487E-3,2.3008333519101143E-2,1,1]
[56,9,40,0,5.9188999999999998,5.7378999999999998,3.8900000508874655E-3,2.2010000422596931E-2,1,1]
[56,9,60,0,4.8945999999999996,4.9825999999999997,2.6133332867175341E-3,1.9659999758005142E-2,1,1]
[56,9,80,0,3.7685,3.7391000000000001,1.3466667151078582E-3,1.5399999916553497E-2,1,1]
[56,9,0,1,50.593200000000003,54.804699999999997,2.7233334258198738E-3,3.8800002075731754E-3,1,1]
[56,9,20,1,39.236600000000003,43.085999999999999,2.1699999924749136E-3,3.7133335135877132E-3,1,1]
[56,9,40,1,28.585999999999999,29.439900000000002,1.7199999419972301E-3,3.4699998795986176E-3,1,1]
[56,9,60,1,19.28,16.690799999999999,1.2533332919701934E-3,3.4600000362843275E-3,1,1]
[56,9,80,1,11.8832,9.1021000000000001,7.233333308249712E-4,3.3100000582635403E-3,1,1]
[56,10,0,0,10.744999999999999,9.4982000000000006,9.1833332553505898E-3,2.7233334258198738E-2,1,1]
[56,10,20,0,8.7499000000000002,8.3590999999999998,7.3899999260902405E-3,2.6286667212843895E-2,1,1]
[56,10,40,0,6.5961999999999996,6.3678999999999997,5.5966665968298912E-3,2.5340000167489052E-2,1,1]
[56,10,60,0,5.3807999999999998,5.3818000000000001,3.8066664710640907E-3,2.2246666252613068E-2,1,1]
[56,10,80,0,4.0633999999999997,3.9472,1.9866668153554201E-3,1.7406666651368141E-2,1,1]
[56,10,0,1,122.64109999999999,144.82859999999999,5.3166667930781841E-3,5.2566668018698692E-3,1,1]
[56,10,20,1,77.761600000000001,80.560599999999994,4.3966667726635933E-3,5.2466667257249355E-3,1,1]
[56,10,40,1,53.882399999999997,55.707700000000003,3.4699998795986176E-3,5.0433333963155746E-3,1,1]
[56,10,60,1,33.886699999999998,33.893000000000001,2.5333333760499954E-3,5.1266667433083057E-3,1,1]
[56,10,80,1,20.194099999999999,17.140799999999999,1.4233333058655262E-3,4.8500001430511475E-3,1,1]
[56,11,0,0,13.036,11.6653,1.2629999779164791E-2,3.0733333900570869E-2,1,1]
[56,11,20,0,10.7544,10.257099999999999,8.8133327662944794E-3,2.8083333745598793E-2,1,1]
[56,11,40,0,8.1120999999999999,7.9100999999999999,7.9199997708201408E-3,2.8493333607912064E-2,1,1]
[56,11,60,0,6.2114000000000003,6.1909999999999998,5.456666462123394E-3,2.5246666744351387E-2,1,1]
[56,11,80,0,4.8571,5.0046999999999997,2.9100000392645597E-3,1.9546667113900185E-2,1,1]
[56,11,0,1,255.2593,311.62389999999999,9.7933337092399597E-3,6.4333332702517509E-3,1,1]
[56,11,20,1,136.9384,173.14709999999999,8.2700001075863838E-3,6.6499998793005943E-3,1,1]
[56,11,40,1,77.694699999999997,92.567499999999995,6.490000057965517E-3,6.5399999730288982E-3,1,1]
[56,11,60,1,44.7971,47.7761,4.576666746288538E-3,6.7266668193042278E-3,1,1]
[56,11,80,1,22.436399999999999,20.125900000000001,2.4733333848416805E-3,6.3833333551883698E-3,1,1]
[56,12,0,0,13.273999999999999,12.092599999999999,1.2500000186264515E-2,2.9880000278353691E-2,1,1]
[56,12,20,0,11.195399999999999,10.5878,8.883332833647728E-3,2.749333344399929E-2,1,1]
[56,12,40,0,8.5145999999999997,8.2481000000000009,7.8199999406933784E-3,2.7526667341589928E-2,1,1]
[56,12,60,0,6.7073,6.7603999999999997,5.3799999877810478E-3,2.4203334003686905E-2,1,1]
[56,12,80,0,5.2754000000000003,5.1288999999999998,2.8366667684167624E-3,1.8543332815170288E-2,1,1]
[56,12,0,1,186.53960000000001,212.78309999999999,1.114666648209095E-2,6.4500002190470695E-3,1,1]
[56,12,20,1,141.81819999999999,180.19890000000001,9.0933330357074738E-3,6.7333332262933254E-3,1,1]
[56,12,40,1,85.309600000000003,97.054400000000001,6.8999999202787876E-3,6.6566667519509792E-3,1,1]
[56,12,60,1,47.734699999999997,52.221800000000002,4.7166668809950352E-3,6.7699998617172241E-3,1,1]
[56,12,80,1,24.772500000000001,22.967700000000001,2.5066665839403868E-3,6.146666593849659E-3,1,1]
[60,1,0,0,13.8741,13.2597,1.325E-2,3.117E-2,1,1]
[60,1,20,0,11.120699999999999,10.905799999999999,8.8999999999999999E-3,2.7990000000000001E-2,1,1]
[60,1,40,0,8.3172999999999995,8.5264000000000006,8.1799999999999998E-3,2.8580000000000001E-2,1,1]
[60,1,60,0,6.6455000000000002,6.5658000000000003,5.5799999999999999E-3,2.513E-2,1,1]
[60,1,80,0,5.3181000000000003,5.1113,2.96E-3,1.9300000000000001E-2,1,1]
[60,1,0,1,213.25989999999999,239.25319999999999,1.1039999999999999E-2,7.7299999999999999E-3,1,1]
[60,1,20,1,133.82310000000001,140.94489999999999,8.9999999999999993E-3,7.6899999999999998E-3,1,1]
[60,1,40,1,89.909099999999995,103.0979,6.8500000000000002E-3,7.2100000000000003E-3,1,1]
[60,1,60,1,45.826799999999999,47.578299999999999,4.6299999999999996E-3,7.1599999999999997E-3,1,1]
[60,1,80,1,23.1175,21.372299999999999,2.4599999999999999E-3,6.3600000000000002E-3,1,1]
[60,2,0,0,12.8948,11.5982,1.175E-2,2.9159999999999998E-2,1,1]
[60,2,20,0,10.5259,10.217000000000001,7.5300000000000002E-3,2.5700000000000001E-2,1,1]
[60,2,40,0,8.0690000000000008,8.4177,7.0600000000000003E-3,2.6669999999999999E-2,1,1]
[60,2,60,0,6.2079000000000004,6.9851999999999999,4.7000000000000002E-3,2.3130000000000001E-2,1,1]
[60,2,80,0,4.8825000000000003,5.1890999999999998,2.4399999999999999E-3,1.771E-2,1,1]
[60,2,0,1,179.6131,199.06049999999999,9.6900000000000007E-3,7.0299999999999998E-3,1,1]
[60,2,20,1,116.09520000000001,127.6485,7.7400000000000004E-3,7.0699999999999999E-3,1,1]
[60,2,40,1,72.129000000000005,77.700999999999993,5.7499999999999999E-3,6.7299999999999999E-3,1,1]
[60,2,60,1,37.823,37.628599999999999,3.82E-3,6.79E-3,1,1]
[60,2,80,1,20.476600000000001,19.764900000000001,2E-3,6.0699999999999999E-3,1,1]
[60,3,0,0,11.2942,10.133599999999999,9.2999999999999992E-3,2.4570000000000002E-2,1,1]
[60,3,20,0,8.9863999999999997,8.6021000000000001,5.6899999999999997E-3,2.1440000000000001E-2,1,1]
[60,3,40,0,6.7797999999999998,6.8597999999999999,5.1999999999999998E-3,2.2100000000000002E-2,1,1]
[60,3,60,0,5.3960999999999997,5.4577,3.2399999999999998E-3,1.8589999999999999E-2,1,1]
[60,3,80,0,4.0046999999999997,3.8815,1.4499999999999999E-3,1.2999999999999999E-2,1,1]
[60,3,0,1,116.2127,120.4982,7.79E-3,5.8599999999999998E-3,1,1]
[60,3,20,1,75.730800000000002,77.798900000000003,5.9699999999999996E-3,5.6699999999999997E-3,1,1]
[60,3,40,1,50.890599999999999,48.525599999999997,4.2500000000000003E-3,5.1599999999999997E-3,1,1]
[60,3,60,1,29.566299999999998,29.036999999999999,2.6099999999999999E-3,4.9100000000000003E-3,1,1]
[60,3,80,1,15.7616,14.102600000000001,1.17E-3,4.0400000000000002E-3,1,1]
[60,4,0,0,9.5937999999999999,8.2220999999999993,6.5300000000000002E-3,2.0660000000000001E-2,1,1]
[60,4,20,0,7.6310000000000002,7.1784999999999997,3.5599999999999998E-3,1.7229999999999999E-2,1,1]
[60,4,40,0,5.7725999999999997,5.8784999999999998,3.3899999999999998E-3,1.8440000000000002E-2,1,1]
[60,4,60,0,4.3121,4.5419999999999998,2.0699999999999998E-3,1.536E-2,1,1]
[60,4,80,0,3.4735,3.8936000000000002,9.2000000000000003E-4,1.0789999999999999E-2,1,1]
[60,4,0,1,75.708600000000004,71.361000000000004,5.0200000000000002E-3,4.81E-3,1,1]
[60,4,20,1,50.301699999999997,47.306800000000003,3.7000000000000002E-3,4.5799999999999999E-3,1,1]
[60,4,40,1,37.209200000000003,34.770800000000001,2.5300000000000001E-3,4.15E-3,1,1]
[60,4,60,1,23.800999999999998,22.458400000000001,1.5100000000000001E-3,3.9500000000000004E-3,1,1]
[60,4,80,1,14.8408,13.098000000000001,6.7000000000000002E-4,3.3400000000000001E-3,1,1]
[60,5,0,0,9.1306999999999992,7.8159000000000001,6.0299999999999998E-3,2.0789999999999999E-2,1,1]
[60,5,20,0,7.2194000000000003,6.7224000000000004,4.64E-3,1.9705E-2,1,1]
[60,5,40,0,5.6787000000000001,5.5933000000000002,3.2499999999999999E-3,1.8620000000000001E-2,1,1]
[60,5,60,0,4.4371999999999998,4.6108000000000002,2.0200000000000001E-3,1.567E-2,1,1]
[60,5,80,0,3.5024999999999999,3.133,9.3000000000000005E-4,1.1610000000000001E-2,1,1]
[60,5,0,1,66.1678,67.118499999999997,3.5200000000000001E-3,4.2300000000000003E-3,1,1]
[60,5,20,1,48.202800000000003,49.754399999999997,2.66E-3,3.9300000000000003E-3,1,1]
[60,5,40,1,37.740200000000002,33.582900000000002,1.9E-3,3.49E-3,1,1]
[60,5,60,1,23.662700000000001,18.229700000000001,1.1999999999999999E-3,3.29E-3,1,1]
[60,5,80,1,15.295,10.6556,5.9000000000000003E-4,2.7899999999999999E-3,1,1]
[60,6,0,0,8.6157000000000004,6.8395000000000001,5.4999999999999997E-3,2.1049999999999999E-2,1,1]
[60,6,20,0,6.8826000000000001,6.367,4.3049999999999998E-3,2.0150000000000001E-2,1,1]
[60,6,40,0,5.4749999999999996,5.0321999999999996,3.1099999999999999E-3,1.925E-2,1,1]
[60,6,60,0,4.2934999999999999,4.1761999999999997,2.0200000000000001E-3,1.653E-2,1,1]
[60,6,80,0,3.7715999999999998,4.2401,1E-3,1.2319999999999999E-2,1,1]
[60,6,0,1,50.5505,44.939399999999999,2.9099999999999998E-3,3.9899999999999996E-3,1,1]
[60,6,20,1,43.887900000000002,44.014200000000002,2.2200000000000002E-3,3.7299999999999998E-3,1,1]
[60,6,40,1,0,0,1.6299999999999999E-3,3.3700000000000002E-3,1,1]
[60,6,60,1,26.672000000000001,22.345400000000001,1.09E-3,3.29E-3,1,1]
[60,6,80,1,15.75,12.2346,5.8E-4,2.9199999999999999E-3,1,1]
[60,7,0,0,7.1687000000000003,4.883,3.7499999999999999E-3,1.7780000000000001E-2,1,1]
[60,7,20,0,5.8304,4.3292000000000002,2.9150000000000001E-3,1.7075E-2,1,1]
[60,7,40,0,4.4340999999999999,3.7170000000000001,2.0799999999999998E-3,1.6369999999999999E-2,1,1]
[60,7,60,0,3.9580000000000002,3.2765,1.3799999999999999E-3,1.4239999999999999E-2,1,1]
[60,7,80,0,0,0,6.9999999999999999E-4,1.0240000000000001E-2,1,1]
[60,7,0,1,0,0,1.2199999999999999E-3,2.64E-3,1,1]
[60,7,20,1,0,0,9.1E-4,2.3999999999999998E-3,1,1]
[60,7,40,1,0,0,6.7000000000000002E-4,2.15E-3,1,1]
[60,7,60,1,0,0,4.8999999999999998E-4,2.16E-3,1,1]
[60,7,80,1,0,0,2.9999999999999997E-4,2.0100000000000001E-3,1,1]
[60,8,0,0,8.2848000000000006,6.8486000000000002,5.7499999999999999E-3,2.2440000000000002E-2,1,1]
[60,8,20,0,6.4412000000000003,6.3316999999999997,4.4949999999999999E-3,2.1580000000000002E-2,1,1]
[60,8,40,0,5.1603000000000003,5.3952999999999998,3.2399999999999998E-3,2.0719999999999999E-2,1,1]
[60,8,60,0,3.9359999999999999,3.7435,2.14E-3,1.8120000000000001E-2,1,1]
[60,8,80,0,0,0,1.1000000000000001E-3,1.38E-2,1,1]
[60,8,0,1,0,0,1.3699999999999999E-3,3.1099999999999999E-3,1,1]
[60,8,20,1,0,0,1.07E-3,2.8600000000000001E-3,1,1]
[60,8,40,1,0,0,9.1E-4,2.7000000000000001E-3,1,1]
[60,8,60,1,0,0,8.0999999999999996E-4,2.9299999999999999E-3,1,1]
[60,8,80,1,0,0,5.5000000000000003E-4,2.8800000000000002E-3,1,1]
[60,9,0,0,9.5489999999999995,8.048,6.9899999999999997E-3,2.5440000000000001E-2,1,1]
[60,9,20,0,7.8868999999999998,7.0701999999999998,5.5700000000000003E-3,2.4365000000000001E-2,1,1]
[60,9,40,0,5.9267000000000003,5.8085000000000004,4.15E-3,2.3290000000000002E-2,1,1]
[60,9,60,0,4.8761999999999999,4.9579000000000004,2.7899999999999999E-3,2.0740000000000001E-2,1,1]
[60,9,80,0,3.9043000000000001,3.9491000000000001,1.4599999999999999E-3,1.6289999999999999E-2,1,1]
[60,9,0,1,75.889799999999994,82.207099999999997,2.98E-3,4.3600000000000002E-3,1,1]
[60,9,20,1,58.854999999999997,64.629000000000005,2.3600000000000001E-3,4.1099999999999999E-3,1,1]
[60,9,40,1,42.878999999999998,44.159799999999997,1.8600000000000001E-3,3.7799999999999999E-3,1,1]
[60,9,60,1,28.92,25.036200000000001,1.3699999999999999E-3,3.8500000000000001E-3,1,1]
[60,9,80,1,17.8248,13.6532,8.0000000000000004E-4,3.6700000000000001E-3,1,1]
[60,10,0,0,11.0137,9.7317999999999998,9.8399999999999998E-3,2.903E-2,1,1]
[60,10,20,0,8.8484999999999996,8.5263000000000009,7.92E-3,2.801E-2,1,1]
[60,10,40,0,6.5781999999999998,6.3672000000000004,6.0000000000000001E-3,2.699E-2,1,1]
[60,10,60,0,5.4158999999999997,5.4081000000000001,4.0800000000000003E-3,2.3619999999999999E-2,1,1]
[60,10,80,0,4.1132999999999997,4.0293999999999999,2.1800000000000001E-3,1.864E-2,1,1]
[60,10,0,1,135.52359999999999,158.30969999999999,5.8199999999999997E-3,5.9300000000000004E-3,1,1]
[60,10,20,1,87.557900000000004,85.983099999999993,4.7800000000000004E-3,5.7999999999999996E-3,1,1]
[60,10,40,1,59.229199999999999,58.0002,3.7599999999999999E-3,5.4799999999999996E-3,1,1]
[60,10,60,1,34.9116,32.273899999999998,2.7599999999999999E-3,5.6800000000000002E-3,1,1]
[60,10,80,1,20.535299999999999,16.682400000000001,1.58E-3,5.3600000000000002E-3,1,1]
[60,11,0,0,13.398999999999999,11.9392,1.3559999999999999E-2,3.2820000000000002E-2,1,1]
[60,11,20,0,10.9339,10.3447,9.4800000000000006E-3,3.0020000000000002E-2,1,1]
[60,11,40,0,8.1818000000000008,8.0375999999999994,8.5100000000000002E-3,3.0419999999999999E-2,1,1]
[60,11,60,0,6.2668999999999997,6.2184999999999997,5.8700000000000002E-3,2.691E-2,1,1]
[60,11,80,0,4.9086999999999996,5.0288000000000004,3.1900000000000001E-3,2.0899999999999998E-2,1,1]
[60,11,0,1,273.52210000000002,316.33370000000002,1.068E-2,7.26E-3,1,1]
[60,11,20,1,145.90539999999999,177.05529999999999,8.9499999999999996E-3,7.3400000000000002E-3,1,1]
[60,11,40,1,82.369900000000001,95.654499999999999,7.0000000000000001E-3,7.0800000000000004E-3,1,1]
[60,11,60,1,43.701999999999998,46.1492,4.9399999999999999E-3,7.43E-3,1,1]
[60,11,80,1,22.179200000000002,19.033100000000001,2.7200000000000002E-3,7.0600000000000003E-3,1,1]
[60,12,0,0,13.507,12.2699,1.341E-2,3.1949999999999999E-2,1,1]
[60,12,20,0,11.339499999999999,10.707800000000001,9.5700000000000004E-3,2.945E-2,1,1]
[60,12,40,0,8.6226000000000003,8.3507999999999996,8.3999999999999995E-3,2.9440000000000001E-2,1,1]
[60,12,60,0,6.7750000000000004,6.8028000000000004,5.79E-3,2.5860000000000001E-2,1,1]
[60,12,80,0,5.3742999999999999,5.2542,3.1199999999999999E-3,1.9949999999999999E-2,1,1]
[60,12,0,1,193.2544,214.7654,1.201E-2,7.3000000000000001E-3,1,1]
[60,12,20,1,149.07069999999999,184.2081,9.7800000000000005E-3,7.4700000000000001E-3,1,1]
[60,12,40,1,88.784899999999993,101.1575,7.4400000000000004E-3,7.2300000000000003E-3,1,1]
[60,12,60,1,46.858199999999997,50.354900000000001,5.1000000000000004E-3,7.4999999999999997E-3,1,1]
[60,12,80,1,24.1751,21.762,2.7699999999999999E-3,6.8300000000000001E-3,1,1]

{"sheet":"Annual_Runoff_Volume","index":22,"n_rows":166,"n_cols":4,"rows_kept":166,"cut":false,"hidden":true,"merged":[]}
["Rain Gauge","Infiltration","Avg Annual Flow (cf)","Std Dev Flow (cf)"]
["Puget East 24",0,63941,14839]
["Puget East 24",20,50729,12578]
["Puget East 24",40,37830,10239]
["Puget East 24",60,24749,7749]
["Puget East 24",80,11489,4949]
["Puget East 28",0,77510,16057]
["Puget East 28",20,61692,13797]
["Puget East 28",40,46342,11435]
["Puget East 28",60,30337,8774]
["Puget East 28",80,14955,5747]
["Puget East 32",0,91080,17275]
["Puget East 32",20,72655,15015]
["Puget East 32",40,54854,12632]
["Puget East 32",60,35926,9798]
["Puget East 32",80,18422,6546]
["Puget East 36",0,105606,19696]
["Puget East 36",20,84500,17109]
["Puget East 36",40,63488,14284]
["Puget East 36",60,41736,11033]
["Puget East 36",80,21376,7316]
["Puget East 40",0,120132,22117]
["Puget East 40",20,96346,19204]
["Puget East 40",40,72122,15937]
["Puget East 40",60,47545,12267]
["Puget East 40",80,24331,8086]
["Puget East 44",0,134659,24537]
["Puget East 44",20,108191,21298]
["Puget East 44",40,80757,17590]
["Puget East 44",60,53355,13501]
["Puget East 44",80,27285,8856]
["Puget East 48",0,149185,26958]
["Puget East 48",20,120037,23392]
["Puget East 48",40,89391,19243]
["Puget East 48",60,59165,14735]
["Puget East 48",80,30240,9626]
["Puget East 52",0,163711,29379]
["Puget East 52",20,131882,25486]
["Puget East 52",40,98025,20896]
["Puget East 52",60,64975,15970]
["Puget East 52",80,33195,10396]
["Puget East 56",0,178237,31799]
["Puget East 56",20,143728,27581]
["Puget East 56",40,106660,22548]
["Puget East 56",60,70784,17204]
["Puget East 56",80,36149,11166]
["Puget East 60",0,192763,34220]
["Puget East 60",20,155573,29675]
["Puget East 60",40,115294,24201]
["Puget East 60",60,76594,18438]
["Puget East 60",80,39104,11937]
["Puget West 32",0,93104,19318]
["Puget West 32",20,74029,16928]
["Puget West 32",40,55592,14238]
["Puget West 32",60,37388,11213]
["Puget West 32",80,18789,7486]
["Puget West 36",0,107420,22055]
["Puget West 36",20,85461,19306]
["Puget West 36",40,64396,16225]
["Puget West 36",60,43151,12689]
["Puget West 36",80,21509,8333]
["Puget West 40",0,121735,24793]
["Puget West 40",20,96892,21684]
["Puget West 40",40,73201,18213]
["Puget West 40",60,48914,14166]
["Puget West 40",80,24230,9180]
["Puget West 44",0,136050,27530]
["Puget West 44",20,108323,24062]
["Puget West 44",40,82005,20200]
["Puget West 44",60,54678,15642]
["Puget West 44",80,26950,10027]
["Puget West 48",0,150225,30250]
["Puget West 48",20,119845,26442]
["Puget West 48",40,90274,22093]
["Puget West 48",60,60783,17159]
["Puget West 48",80,30012,10924]
["Puget West 52",0,164400,32970]
["Puget West 52",20,131366,28822]
["Puget West 52",40,98544,23985]
["Puget West 52",60,66888,18676]
["Puget West 52",80,33073,11820]
["Puget West 56",0,178575,35691]
["Puget West 56",20,142887,31202]
["Puget West 56",40,106813,25878]
["Puget West 56",60,72993,20194]
["Puget West 56",80,36135,12716]
["Puget West 60",0,192749,38411]
["Puget West 60",20,154409,33582]
["Puget West 60",40,115082,27770]
["Puget West 60",60,79098,21711]
["Puget West 60",80,39197,13612]
["Vancouver 40",0,121035,25021]
["Vancouver 40",20,96813,21591]
["Vancouver 40",40,72201,17736]
["Vancouver 40",60,47596,13536]
["Vancouver 40",80,23390,8602]
["Vancouver 44",0,135308,27626]
["Vancouver 44",20,108346,23805]
["Vancouver 44",40,80755,19527]
["Vancouver 44",60,53526,14896]
["Vancouver 44",80,25848,9308]
["Vancouver 48",0,149581,30230]
["Vancouver 48",20,119879,26019]
["Vancouver 48",40,89309,21317]
["Vancouver 48",60,59456,16256]
["Vancouver 48",80,28306,10013]
["Vancouver 52",0,164022,32937]
["Vancouver 52",20,131376,28321]
["Vancouver 52",40,98072,23195]
["Vancouver 52",60,65392,17681]
["Vancouver 52",80,32176,11086]
["Vancouver 56",0,178463,35645]
["Vancouver 56",20,142873,30623]
["Vancouver 56",40,106835,25072]
["Vancouver 56",60,71328,19106]
["Vancouver 56",80,36046,12158]
["Vancouver 60",0,192904,38352]
["Vancouver 60",20,154371,32925]
["Vancouver 60",40,115598,26949]
["Vancouver 60",60,77263,20531]
["Vancouver 60",80,39916,13231]
["Burlington",0,95217,22111]
["Burlington",20,76149,18925]
["Burlington",40,57242,15661]
["Burlington",60,38297,12039]
["Burlington",80,18890,7735]
["Clearwater",0,323992,103064]
["Clearwater",20,259156,85382]
["Clearwater",40,193182,66586]
["Clearwater",60,130733,47893]
["Clearwater",80,65409,26817]
["Darrington",0,213272,64053]
["Darrington",20,171200,53602]
["Darrington",40,127216,42147]
["Darrington",60,85027,30724]
["Darrington",80,43151,18330]
["Frances",0,212179,49749]
["Frances",20,170514,42011]
["Frances",40,127595,33607]
["Frances",60,84100,24427]
["Frances",80,42026,14328]
["Montesano",0,222406,60085]
["Montesano",20,177667,50754]
["Montesano",40,133392,41016]
["Montesano",60,89750,30702]
["Montesano",80,43743,18288]
["Port Angeles",0,60514,17284]
["Port Angeles",20,48577,14748]
["Port Angeles",40,36073,11938]
["Port Angeles",60,23973,9080]
["Port Angeles",80,12117,5825]
["Quilcene",0,198564,49673]
["Quilcene",20,157971,42546]
["Quilcene",40,118301,34203]
["Quilcene",60,79098,25028]
["Quilcene",80,39162,14187]
["Sappho",0,270865,70133]
["Sappho",20,216890,59152]
["Sappho",40,163462,47683]
["Sappho",60,109411,35615]
["Sappho",80,54009,22755]
["Astoria",0,214501,44231]
["Astoria",20,172692,37782]
["Astoria",40,128490,30185]
["Astoria",60,85400,22491]
["Astoria",80,42911,14391]

{"sheet":"Water Quality","index":23,"n_rows":16,"n_cols":14,"rows_kept":16,"cut":false,"hidden":true,"merged":[[19,11,19,13],[19,14,19,16],[19,1,20,1],[19,2,19,4],[19,5,19,7],[19,8,19,10]]}
["treatment","ParameterID","Parameter","Mean Concentration (mg/l)","Standard Deviation","no treatment","basic treatment","enhanced treatment","Treatment",null,null,"no treatment","basic treatment","enhanced treatment"]
[0,1,"TSS",106.35073074996517,149.77815380744141,null,null,null,"0 - None"]
[0,2,"Total Copper",2.1889943408268834E-2,2.1613854420318823E-2,null,null,null,"1 - Basic"]
[0,3,"Dissolved Copper",5.1088911361915753E-3,5.0425550175323686E-3,null,null,null,"2 - Enhanced"]
[0,4,"Total Zinc",0.13484528571428567,0.1352736336347391]
[0,5,"Dissolved Zinc",4.2332670638501838E-2,5.0727239738458607E-2,null,null,null,"Parameter"]
[1,1,"TSS",11.847021014219123,21.712481107164422,null,null,null,"1 - TSS"]
[1,2,"Total Copper",5.7259048996449935E-3,3.4954693940081327E-3,null,null,null,"2 - Total Copper"]
[1,3,"Dissolved Copper",3.6398966715958736E-3,2.4635781071559171E-3,null,null,null,"3 - Dissolved Copper"]
[1,4,"Total Zinc",2.8315691565500102E-2,1.9579126177313722E-2,null,null,null,"4 - Total Zinc"]
[1,5,"Dissolved Zinc",1.9260034578464869E-2,1.3911135056715818E-2,null,null,null,"5 - Dissolved Zinc"]
[2,1,"TSS",11.847021014219123,21.712481107164422]
[2,2,"Total Copper",5.7259048996449935E-3,3.4954693940081327E-3]
[2,3,"Dissolved Copper",3.6398966715958736E-3,2.4635781071559171E-3]
[2,4,"Total Zinc",2.8315691565500102E-2,1.9579126177313722E-2]
[2,5,"Dissolved Zinc",1.9260034578464869E-2,1.3911135056715818E-2]

{"sheet":"Ref","index":24,"n_rows":34,"n_cols":18,"rows_kept":34,"cut":false,"hidden":true,"merged":[]}
["Rainfall Zones","Receiving Water Subasin","Conc Start row","RivPlum Start Row",null,null,"Outfalls","Treatment Options","WQ Parameters",null,"Months",null,"Loading Iterations","Dilution Iterations",null,null,null,"Show Dilution Iteration Plot 1-yes, 0 -no"]
["Astoria",1,9,16,"Slope",null,1,"All",0,"All",0,"All",100000,100000,null,"slope",null,0]
["Burlington",2,24,31,"Manning Roughness",null,2,"Basic",1,"TSS",1,"January",null,null,null,"Manning roughness"]
["Clearwater",3,39,46,null,null,3,"Enhanced",2,"Copper - Total",2,"February"]
["Darrington",4,54,61,null,null,4,"No Treatment",3,"Copper -Dissolved",3,"March"]
["Frances",5,69,76,null,null,5,null,4,"Zinc - Total",4,"April"]
["Montesano",null,null,null,null,null,6,null,5,"Zinc - Dissolved",5,"May"]
["Port Angeles",null,null,null,null,null,null,null,null,null,6,"June"]
["Quilcene",null,null,null,null,null,null,null,null,null,7,"July"]
["Sappho",null,null,null,null,null,null,null,null,null,8,"August"]
["Puget West 32",null,null,null,null,null,null,null,null,null,9,"September"]
["Puget West 36",null,null,null,null,null,null,null,null,null,10,"October"]
["Puget West 40",null,null,null,null,null,null,null,null,null,11,"November"]
["Puget West 44",null,null,null,null,null,null,null,null,null,12,"December"]
["Puget West 48"]
["Puget West 52"]
["Puget West 56"]
["Puget West 60"]
["Puget East 24"]
["Puget East 28"]
["Puget East 32"]
["Puget East 36"]
["Puget East 40"]
["Puget East 44"]
["Puget East 48"]
["Puget East 52"]
["Puget East 56"]
["Puget East 60"]
["Vancouver 40"]
["Vancouver 44"]
["Vancouver 48"]
["Vancouver 52"]
["Vancouver 56"]
["Vancouver 60"]

{"sheet":"Bin Settings","index":25,"n_rows":8,"n_cols":6,"rows_kept":8,"cut":false,"hidden":true,"merged":[]}
["ID","Parameter","Bin Increment","Max",null,"Storm Duration Bin"]
[1,"TSS",40,400,null,3]
[2,"Total Copper",0.01,0.1,null,6]
[3,"Dissolved Copper",2E-3,0.01,null,12]
[4,"Total Zinc",0.05,0.3,null,24]
[5,"Dissolved Zinc",0.01,0.1,null,48]
[null,null,null,null,null,96]
[null,null,null,null,null,192]